## Template
English | User Selected Language
REQUIRED | Field is required for import
OPTIONAL | Field is optional for import
VALIDATED | Field must match master data available in application
IGNORED | Field not to be populated
DS/CS | Discipline/Commodity specific fields
Note: 1. If the Project configuration allows associating Claiming scheme to WBS, then specifying Discipline/Commodity is not mandatory in presence of WBS. Discipline or Commodity will be identified based on Type 2. Columns with data type Text should be formatted as Text to see trailing zeros after decimal. | [6 empty] | Work Order # | Rev |  | Paste from MIT | Paste from MIT | Paste from MIT |  | MIT # |  |  | Automate? | Automate? |  | Automate?
Component Id | Name | WBS | Type | Discipline/Commodity | Claiming Scheme | Construction commodity | Project Doc # | Project Doc Rev # | Work package ID | Quantity | UoM | AUX 7 | Description | Engineering Doc # | Comments | AUX 6 | Segment | Area | System | Turnover packages
Numeric | Text | Text | Text | Text | Text | Text | Text | Text | Text | Numeric | Text | Text | Text | Text | Text | Text | Text | Text | Text | Text
| 200 | 50 | 10 | 100 |  |  | 0 | 0 | 30 | 16 | 255 | 0 | 250 | 0 | 200 | 0 | 0 | 0 | 0 | 0
| 4634903-7383695 | 1116 | Activity | Electrical | Material Claiming | AUX | 7383695 | PACP-FDC-000687 | 114239 | 1 | EA | 4634903 | CONN,C-TAP,CU,#6SOL-#4STR,#6SOL/STR,COMP | 7383695 | FDC Added | SLM |  |  | REM
10525986 | 6117709-7383695 | 1116 | Activity | Electrical | Material Claiming | AUX | 7383695 | PACP-FDC-000687 | 114239 | 1 | EA | 6117709 | CONN,GRD,BRZ,XFMR,#8 SOL-#2 STR^ | 7383695 | FDC Added | SLM |  |  | REM
10525987 | 4626107-7383695 | 1116 | Activity | Electrical | Material Claiming | AUX | 7383695 | PACP-FDC-000687 | 114239 | 2 | EA | 4626107 | CONN,H-TAP (#2),0.268-0.398,0.162-0.3 | 7383695 | FDC Added | SLM |  |  | REM
10525992 | 6279707-7383695 | 1116 | Activity | Electrical | Material Claiming | AUX | 7383695 | PACP-FDC-000687 | 114239 | 4 | EA | 6279707 | WASHER,SPRING,5/8",DOUBLE HELIX | 7383695 | FDC Added | SLM |  |  | REM
10526002 | 8005123-7383695 | 1116 | Activity | Electrical | Material Claiming | AUX | 7383695 | PACP-FDC-000687 | 114239 | 1 | EA | 8005123 | ARRESTER,SRG,NONEXPULSION,10KV,MOV | 7383695 | FDC Added | SLM |  |  | REM
10526014 | 6211106-7383695 | 1116 | Activity | Electrical | Material Claiming | AUX | 7383695 | PACP-FDC-000687 | 114239 | 4 | EA | 6211106 | BOLT,MACH,5/8" X 12",XARM,GALV | 7383695 | FDC Added | SLM |  |  | REM
10526018 | 7991222-7383695 | 1116 | Activity | Electrical | Material Claiming | AUX | 7383695 | PACP-FDC-000687 | 114239 | 1 | EA | 7991222 | BRACKET,FIBERGLASS,18",CUTOUT & ARRESTER | 7383695 | FDC Added | SLM |  |  | REM
10526020 | 1100065-7383695 | 1007 | Activity | Electrical | Material Claiming | AUX | 7383695 | PACP-FDC-000687 | 114239 | 21 | FT | 1100065 | CABLE,UG,600V,#2,CU,SINGLE | 7383695 | FDC Added | SLM |  |  | REM
10526031 | 4601902-7383695 | 1116 | Activity | Electrical | Material Claiming | AUX | 7383695 | PACP-FDC-000687 | 114239 | 1 | EA | 4601902 | CLAMP,HOTLINE,#8SOL-2/0STR,#8-2/0 CU | 7383695 | FDC Added | SLM |  |  | REM
10526059 | 1300812-7383695 | 1116 | Activity | Electrical | Material Claiming | AUX | 7383695 | PACP-FDC-000687 | 114239 | 1 | EA | 1300812 | CONN,STIRRUP,BLTD,4-250AL/ACSR,1/0SOL | 7383695 | FDC Added | SLM |  |  | REM
10526078 | 8006321-7383695 | 1116 | Activity | Electrical | Material Claiming | AUX | 7383695 | PACP-FDC-000687 | 114239 | 1 | EA | 8006321 | COVER,CUTOUT,FR RATED,POLYMER,27KV150BIL | 7383695 | FDC Added | SLM |  |  | REM
10526058 | 8006513-7383695 | 1116 | Activity | Electrical | Material Claiming | AUX | 7383695 | PACP-FDC-000687 | 114239 | 1 | EA | 8006513 | COVER,STIRRUP,COVERED CONDUCTOR^ | 7383695 | FDC Added | SLM |  |  | REM
10526067 | 7999719-7383695 | 1116 | Activity | Electrical | Material Claiming | AUX | 7383695 | PACP-FDC-000687 | 114239 | 1 | EA | 7999719 | CUTOUT,POLYMER,27KV,100A,12KA,UNIVERSAL^ | 7383695 | FDC Added | SLM |  |  | REM
10526045 | 8004492-7383695 | 1116 | Activity | Electrical | Material Claiming | AUX | 7383695 | PACP-FDC-000687 | 114239 | 1 | EA | 8004492 | FUSE,ELF,6A,8.3KV,27KV CUTOUT,SGL BARREL | 7383695 | FDC Added | SLM |  |  | REM
10526060 | 7999796-7383695 | 1116 | Activity | Electrical | Material Claiming | AUX | 7383695 | PACP-FDC-000687 | 114239 | 1 | EA | 7999796 | GUARD,SPRING LOADED,EQUIP BUSHING COVER^ | 7383695 | FDC Added | SLM |  |  | REM
10526116 | 6269203-7383695 | 1116 | Activity | Electrical | Material Claiming | AUX | 7383695 | PACP-FDC-000687 | 114239 | 4 | EA | 6269203 | WASHER,SQ,CURVED,3" X 3",FOR 5/8 BOLTS | 7383695 | FDC Added | SLM |  |  | REM
10526117 | 7999036-7383695 | 1007 | Activity | Electrical | Material Claiming | AUX | 7383695 | PACP-FDC-000687 | 114239 | 24 | FT | 7999036 | WIRE,JUMPER,#6-7 CU,SOFT-D,80 MILS COVER | 7383695 | FDC Added | SLM |  |  | REM
10336627 | 4500354-7383695 | 1116 | Activity | Electrical | Material Claiming | AUX | 7383695 | PACP-FDC-000687 | 114239 | 1 | EA | 4500354 | XFMR,POLE,25,7.2,120/240,DT,ARR | 7383695 | FDC Added | LLM |  |  | REM
10525978 | 6113807-7383695 | 1116 | Activity | Electrical | Material Claiming | AUX | 7383695 | PACP-FDC-000698 | 114239 | 2 | EA | 6113807 | CLAMP,GRD ROD,5/8",CU CLAD GROUND | 7383695 | FDC Added | SLM |  |  | REM
10525986 | 6117709-7383695 | 1116 | Activity | Electrical | Material Claiming | AUX | 7383695 | PACP-FDC-000698 | 114239 | 4 | EA | 6117709 | CONN,GRD,BRZ,XFMR,#8 SOL-#2 STR^ | 7383695 | FDC Added | SLM |  |  | REM
10525985 | 4626503-7383695 | 1116 | Activity | Electrical | Material Claiming | AUX | 7383695 | PACP-FDC-000698 | 114239 | 8 | EA | 4626503 | CONN,H-TAP (#4),0.362-0.470,0.362-0.470 | 7383695 | FDC Added | SLM |  |  | REM
10526081 | 6434302-7383695 | 1116 | Activity | Electrical | Material Claiming | AUX | 7383695 | PACP-FDC-000698 | 114239 | 4 | EA | 6434302 | NUT,OVALEYE,5/8",FORGED STL,HOT DIP GALV | 7383695 | FDC Added | SLM |  |  | REM
10525991 | 6279806-7383695 | 1116 | Activity | Electrical | Material Claiming | AUX | 7383695 | PACP-FDC-000698 | 114239 | 6 | EA | 6279806 | WASHER,SPRING,3/4",DOUBLE HELIX | 7383695 | FDC Added | SLM |  |  | REM
10525992 | 6279707-7383695 | 1116 | Activity | Electrical | Material Claiming | AUX | 7383695 | PACP-FDC-000698 | 114239 | 14 | EA | 6279707 | WASHER,SPRING,5/8",DOUBLE HELIX | 7383695 | FDC Added | SLM |  |  | REM
10525993 | 6269302-7383695 | 1116 | Activity | Electrical | Material Claiming | AUX | 7383695 | PACP-FDC-000698 | 114239 | 14 | EA | 6269302 | WASHER,SQ,CURVED,3" X 3",FOR 3/4 BOLTS | 7383695 | FDC Added | SLM |  |  | REM
10525995 | 6280903-7383695 | 1116 | Activity | Electrical | Material Claiming | AUX | 7383695 | PACP-FDC-000698 | 114239 | 2 | EA | 6280903 | WASHER,SQ,FLAT FOR 5/8" HOLE 2.25" X 2.25 | 7383695 | FDC Added | SLM |  |  | REM
10526001 | 6221105-7383695 | 1116 | Activity | Electrical | Material Claiming | AUX | 7383695 | PACP-FDC-000698 | 114239 | 3 | EA | 6221105 | BOLT,DOUBLE ARM,5/8" X 14",W/4 NUTS,GALV | 7383695 | FDC Added | SLM |  |  | REM
10526006 | 6214308-7383695 | 1116 | Activity | Electrical | Material Claiming | AUX | 7383695 | PACP-FDC-000698 | 114239 | 14 | EA | 6214308 | BOLT,MACH,3/4" X 14",XARM,GALV | 7383695 | FDC Added | SLM |  |  | REM
10526017 | 6211205-7383695 | 1116 | Activity | Electrical | Material Claiming | AUX | 7383695 | PACP-FDC-000698 | 114239 | 6 | EA | 6211205 | BOLT,MACH,5/8" X 14",XARM,GALV | 7383695 | FDC Added | SLM |  |  | REM
10526038 | 6417505-7383695 | 1116 | Activity | Electrical | Material Claiming | AUX | 7383695 | PACP-FDC-000698 | 114239 | 8 | EA | 6417505 | CLAMP,BLTD,DE,AL,#4 - 1/0,SIDE OPENING^ | 7383695 | FDC Added | SLM |  |  | REM
10785515 | 8000812-7383695 | 1007 | Activity | Electrical | Material Claiming | PDC | 7383695 | PACP-FDC-000698 | 114239 | 32 | FT | 8000812 | CONDUCTOR,#4-7STR CU,SOFT-D,110 MILS CVR | 7383695 | FDC Added | LLM |  |  | REM
10526055 | 4626404-7383695 | 1116 | Activity | Electrical | Material Claiming | AUX | 7383695 | PACP-FDC-000698 | 114239 | 2 | EA | 4626404 | CONN,H-TAP (#3),0.398-0.470,0.162-0.3 | 7383695 | FDC Added | SLM |  |  | REM
10526071 | 8006443-7383695 | 1116 | Activity | Electrical | Material Claiming | AUX | 7383695 | PACP-FDC-000698 | 114239 | 6 | EA | 8006443 | COVER,CONNECTOR,TREE WIRE,SMALL | 7383695 | FDC Added | SLM |  |  | REM
10526048 | 6126601-7383695 | 1116 | Activity | Electrical | Material Claiming | AUX | 7383695 | PACP-FDC-000698 | 114239 | 4 | EA | 6126601 | GRIP,GUY,DE,7/16",7STR,UTILITY GRD,GREEN | 7383695 | FDC Added | SLM |  |  | REM
10526062 | 8006194-7383695 | 1116 | Activity | Electrical | Material Claiming | AUX | 7383695 | PACP-FDC-000698 | 114239 | 6 | EA | 8006194 | GUARD,BIRD,DEADEND,TREE WIRE^ | 7383695 | FDC Added | SLM |  |  | REM
10526068 | 7992553-7383695 | 1116 | Activity | Electrical | Material Claiming | AUX | 7383695 | PACP-FDC-000698 | 114239 | 2 | EA | 7992553 | INSUL,GUY,FBRGL,21K,36",THIMBLE-CLEVIS | 7383695 | FDC Added | SLM |  |  | REM
10526066 | 8003820-7383695 | 1116 | Activity | Electrical | Material Claiming | AUX | 7383695 | PACP-FDC-000698 | 114239 | 6 | EA | 8003820 | INSUL,GUY,FIBERG,21K,78",CLEVIS-THIMBLE | 7383695 | FDC Added | SLM |  |  | REM
10336626 | 7999666-7383695 | 1116 | Activity | Electrical | Material Claiming | AUX | 7383695 | PACP-FDC-000698 | 114239 | 3 | EA | 7999666 | INSUL,PIN,35KV,CLAMP TOP,1" PIN THD^ | 7383695 | FDC Added | SLM |  |  | REM
10336611 | 5840285-7383695 | 1116 | Activity | Electrical | Material Claiming | AUX | 7383695 | PACP-FDC-000698 | 114239 | 8 | EA | 5840285 | INSUL,SUSP,POLY,35KV,22-1/2",15000LBS | 7383695 | FDC Added | SLM |  |  | REM
10526097 | 6448104-7383695 | 1116 | Activity | Electrical | Material Claiming | AUX | 7383695 | PACP-FDC-000698 | 114239 | 1 | EA | 6448104 | PIN,INSUL,POLE TOP,20"LONG,1"NYLON THD | 7383695 | FDC Added | SLM |  |  | REM
10526100 | 6449235-7383695 | 1116 | Activity | Electrical | Material Claiming | AUX | 7383695 | PACP-FDC-000698 | 114239 | 2 | EA | 6449235 | PIN,INSUL,5/8" X 7.5",3" THD LNGTH,NYLON | 7383695 | FDC Added | SLM |  |  | REM
10336618 | 1008009-7383695 | 1116 | Activity | Electrical | Material Claiming | STR | 7383695 | PACP-FDC-000698 | 114239 | 1 | EA | 1008009 | POLE,STEEL,55FT,CLASS 1,DISTRIBUTION | 7383695 | FDC Added | Bulk |  |  | REM
10526102 | 6146906-7383695 | 1116 | Activity | Electrical | Material Claiming | AUX | 7383695 | PACP-FDC-000698 | 114239 | 2 | EA | 6146906 | ROD,GRD,5/8" X 8',COPPERWELD/BONDED CU | 7383695 | FDC Added | SLM |  |  | REM
10526110 | 6460505-7383695 | 1116 | Activity | Electrical | Material Claiming | AUX | 7383695 | PACP-FDC-000698 | 114239 | 4 | EA | 6460505 | SHACKLE,ANCHOR,GALV,3/4"PIN,3-1/2",60k | 7383695 | FDC Added | SLM |  |  | REM
10526103 | 8006548-7383695 | 1116 | Activity | Electrical | Material Claiming | AUX | 7383695 | PACP-FDC-000698 | 114239 | 8 | EA | 8006548 | SIGN,ADHESIVE,VISIBILITY STRIP,2X10,YEL^ | 7383695 | FDC Added | SLM |  |  | REM
10526106 | 8252413-7383695 | 1116 | Activity | Electrical | Material Claiming | AUX | 7383695 | PACP-FDC-000698 | 114239 | 2 | EA | 8252413 | SIGN,WARNING,PLSTC,"HIGH VOLTAGE", | 7383695 | FDC Added | SLM |  |  | REM
| 8006866-7383695 | 1116 | Activity | Electrical | Material Claiming | AUX | 7383695 | PACP-FDC-000698 | 114239 | 4 | EA | 8006866 | TEE,DE,ROUND,FORGED,GALV,1-1/16" MTG^ | 7383695 | FDC Added | SLM |  |  | REM
| 6274005-7383695 | 1116 | Activity | Electrical | Material Claiming | AUX | 7383695 | PACP-FDC-000698 | 114239 | 8 | EA | 6274005 | WASHER,LOCK,SPLIT,3/4",GALVANIZED | 7383695 | FDC Added | SLM |  |  | REM
10526116 | 6269203-7383695 | 1116 | Activity | Electrical | Material Claiming | AUX | 7383695 | PACP-FDC-000698 | 114239 | 10 | EA | 6269203 | WASHER,SQ,CURVED,3" X 3",FOR 5/8 BOLTS | 7383695 | FDC Added | SLM |  |  | REM
10336617 | 6155402-7383695 | 1007 | Activity | Electrical | Material Claiming | AUX | 7383695 | PACP-FDC-000698 | 114239 | 300 | FT | 6155402 | WIRE,GUY,7/16",UG,18000LB,250' COIL | 7383695 | FDC Added | SLM |  |  | REM
10526120 | 7992709-7383695 | 1116 | Activity | Electrical | Material Claiming | AUX | 7383695 | PACP-FDC-000698 | 114239 | 1 | EA | 7992709 | XARM,FIBERGLASS,DEADEND,10FT,2POSITION^ | 7383695 | FDC Added | SLM |  |  | REM
| - | #N/A | #N/A | #N/A | Material Claiming | 0 |  |  | 0 |  |  |  | 0 |  |  | SLM |  |  | REM
| - | #N/A | #N/A | #N/A | Material Claiming | 0 |  |  | 0 |  |  |  | 0 |  |  | SLM |  |  | REM
| - | #N/A | #N/A | #N/A | Material Claiming | 0 |  |  | 0 |  |  |  | 0 |  |  | SLM |  |  | REM
| - | #N/A | #N/A | #N/A | Material Claiming | 0 |  |  | 0 |  |  |  | 0 |  |  | SLM |  |  | REM
| - | #N/A | #N/A | #N/A | Material Claiming | 0 |  |  | 0 |  |  |  | 0 |  |  | SLM |  |  | REM
| - | #N/A | #N/A | #N/A | Material Claiming | 0 |  |  | 0 |  |  |  | 0 |  |  | SLM |  |  | REM
| - | #N/A | #N/A | #N/A | Material Claiming | 0 |  |  | 0 |  |  |  | 0 |  |  | SLM |  |  | REM
| - | #N/A | #N/A | #N/A | Material Claiming | 0 |  |  | 0 |  |  |  | 0 |  |  | SLM |  |  | REM
| - | #N/A | #N/A | #N/A | Material Claiming | 0 |  |  | 0 |  |  |  | 0 |  |  | SLM |  |  | REM
| - | #N/A | #N/A | #N/A | Material Claiming | 0 |  |  | 0 |  |  |  | 0 |  |  | SLM |  |  | REM
| - | #N/A | #N/A | #N/A | Material Claiming | 0 |  |  | 0 |  |  |  | 0 |  |  | SLM |  |  | REM
| - | #N/A | #N/A | #N/A | Material Claiming | 0 |  |  | 0 |  |  |  | 0 |  |  | SLM |  |  | REM
| - | #N/A | #N/A | #N/A | Material Claiming | 0 |  |  | 0 |  |  |  | 0 |  |  | SLM |  |  | REM
| - | #N/A | #N/A | #N/A | Material Claiming | 0 |  |  | 0 |  |  |  | 0 |  |  | SLM |  |  | REM
| - | #N/A | #N/A | #N/A | Material Claiming | 0 |  |  | 0 |  |  |  | 0 |  |  | SLM |  |  | REM
| - | #N/A | #N/A | #N/A | Material Claiming | 0 |  |  | 0 |  |  |  | 0 |  |  | SLM |  |  | REM
| - | #N/A | #N/A | #N/A | Material Claiming | 0 |  |  | 0 |  |  |  | 0 |  |  | SLM |  |  | REM
| - | #N/A | #N/A | #N/A | Material Claiming | 0 |  |  | 0 |  |  |  | 0 |  |  | SLM |  |  | REM
| - | #N/A | #N/A | #N/A | Material Claiming | 0 |  |  | 0 |  |  |  | 0 |  |  | SLM |  |  | REM
| - | #N/A | #N/A | #N/A | Material Claiming | 0 |  |  | 0 |  |  |  | 0 |  |  | SLM |  |  | REM
| - | #N/A | #N/A | #N/A | Material Claiming | 0 |  |  | 0 |  |  |  | 0 |  |  | SLM |  |  | REM
| - | #N/A | #N/A | #N/A | Material Claiming | 0 |  |  | 0 |  |  |  | 0 |  |  | SLM |  |  | REM
| - | #N/A | #N/A | #N/A | Material Claiming | 0 |  |  | 0 |  |  |  | 0 |  |  | SLM |  |  | REM
| - | #N/A | #N/A | #N/A | Material Claiming | 0 |  |  | 0 |  |  |  | 0 |  |  | SLM |  |  | REM
| - | #N/A | #N/A | #N/A | Material Claiming | 0 |  |  | 0 |  |  |  | 0 |  |  | SLM |  |  | REM
| - | #N/A | #N/A | #N/A | Material Claiming | 0 |  |  | 0 |  |  |  | 0 |  |  | SLM |  |  | REM
| - | #N/A | #N/A | #N/A | Material Claiming | 0 |  |  | 0 |  |  |  | 0 |  |  | SLM |  |  | REM
| - | #N/A | #N/A | #N/A | Material Claiming | 0 |  |  | 0 |  |  |  | 0 |  |  | SLM |  |  | REM
| - | #N/A | #N/A | #N/A | Material Claiming | 0 |  |  | 0 |  |  |  | 0 |  |  | SLM |  |  | REM
| - | #N/A | #N/A | #N/A | Material Claiming | 0 |  |  | 0 |  |  |  | 0 |  |  | SLM |  |  | REM
| - | #N/A | #N/A | #N/A | Material Claiming | 0 |  |  | 0 |  |  |  | 0 |  |  | SLM |  |  | REM
| - | #N/A | #N/A | #N/A | Material Claiming | 0 |  |  | 0 |  |  |  | 0 |  |  | SLM |  |  | REM
| - | #N/A | #N/A | #N/A | Material Claiming | 0 |  |  | 0 |  |  |  | 0 |  |  | SLM |  |  | REM
| - | #N/A | #N/A | #N/A | Material Claiming | 0 |  |  | 0 |  |  |  | 0 |  |  | SLM |  |  | REM
| - | #N/A | #N/A | #N/A | Material Claiming | 0 |  |  | 0 |  |  |  | 0 |  |  | SLM |  |  | REM
| - | #N/A | #N/A | #N/A | Material Claiming | 0 |  |  | 0 |  |  |  | 0 |  |  | SLM |  |  | REM
| - | #N/A | #N/A | #N/A | Material Claiming | 0 |  |  | 0 |  |  |  | 0 |  |  | SLM |  |  | REM
| - | #N/A | #N/A | #N/A | Material Claiming | 0 |  |  | 0 |  |  |  | 0 |  |  | SLM |  |  | REM
| - | #N/A | #N/A | #N/A | Material Claiming | 0 |  |  | 0 |  |  |  | 0 |  |  | SLM |  |  | REM
| - | #N/A | #N/A | #N/A | Material Claiming | 0 |  |  | 0 |  |  |  | 0 |  |  | SLM |  |  | REM
| - | #N/A | #N/A | #N/A | Material Claiming | 0 |  |  | 0 |  |  |  | 0 |  |  | SLM |  |  | REM
| - | #N/A | #N/A | #N/A | Material Claiming | 0 |  |  | 0 |  |  |  | 0 |  |  | SLM |  |  | REM
| - | #N/A | #N/A | #N/A | Material Claiming | 0 |  |  | 0 |  |  |  | 0 |  |  | SLM |  |  | REM
| - | #N/A | #N/A | #N/A | Material Claiming | 0 |  |  | 0 |  |  |  | 0 |  |  | SLM |  |  | REM
| - | #N/A | #N/A | #N/A | Material Claiming | 0 |  |  | 0 |  |  |  | 0 |  |  | SLM |  |  | REM
| - | #N/A | #N/A | #N/A | Material Claiming | 0 |  |  | 0 |  |  |  | 0 |  |  | SLM |  |  | REM
| - | #N/A | #N/A | #N/A | Material Claiming | 0 |  |  | 0 |  |  |  | 0 |  |  | SLM |  |  | REM
| - | #N/A | #N/A | #N/A | Material Claiming | 0 |  |  | 0 |  |  |  | 0 |  |  | SLM |  |  | REM
| - | #N/A | #N/A | #N/A | Material Claiming | 0 |  |  | 0 |  |  |  | 0 |  |  | SLM |  |  | REM
| - | #N/A | #N/A | #N/A | Material Claiming | 0 |  |  | 0 |  |  |  | 0 |  |  | SLM |  |  | REM
| - | #N/A | #N/A | #N/A | Material Claiming | 0 |  |  | 0 |  |  |  | 0 |  |  | SLM |  |  | REM
| - | #N/A | #N/A | #N/A | Material Claiming | 0 |  |  | 0 |  |  |  | 0 |  |  | SLM |  |  | REM
| - | #N/A | #N/A | #N/A | Material Claiming | 0 |  |  | 0 |  |  |  | 0 |  |  | SLM |  |  | REM
| - | #N/A | #N/A | #N/A | Material Claiming | 0 |  |  | 0 |  |  |  | 0 |  |  | SLM |  |  | REM
| - | #N/A | #N/A | #N/A | Material Claiming | 0 |  |  | 0 |  |  |  | 0 |  |  | SLM |  |  | REM
| - | #N/A | #N/A | #N/A | Material Claiming | 0 |  |  | 0 |  |  |  | 0 |  |  | SLM |  |  | REM
| - | #N/A | #N/A | #N/A | Material Claiming | 0 |  |  | 0 |  |  |  | 0 |  |  | SLM |  |  | REM
| - | #N/A | #N/A | #N/A | Material Claiming | 0 |  |  | 0 |  |  |  | 0 |  |  | SLM |  |  | REM
| - | #N/A | #N/A | #N/A | Material Claiming | 0 |  |  | 0 |  |  |  | 0 |  |  | SLM |  |  | REM
| - | #N/A | #N/A | #N/A | Material Claiming | 0 |  |  | 0 |  |  |  | 0 |  |  | SLM |  |  | REM
| - | #N/A | #N/A | #N/A | Material Claiming | 0 |  |  | 0 |  |  |  | 0 |  |  | SLM |  |  | REM
| - | #N/A | #N/A | #N/A | Material Claiming | 0 |  |  | 0 |  |  |  | 0 |  |  | SLM |  |  | REM
| - | #N/A | #N/A | #N/A | Material Claiming | 0 |  |  | 0 |  |  |  | 0 |  |  | SLM |  |  | REM
| - | #N/A | #N/A | #N/A | Material Claiming | 0 |  |  | 0 |  |  |  | 0 |  |  | SLM |  |  | REM
| - | #N/A | #N/A | #N/A | Material Claiming | 0 |  |  | 0 |  |  |  | 0 |  |  | SLM |  |  | REM
| - | #N/A | #N/A | #N/A | Material Claiming | 0 |  |  | 0 |  |  |  | 0 |  |  | SLM |  |  | REM
| - | #N/A | #N/A | #N/A | Material Claiming | 0 |  |  | 0 |  |  |  | 0 |  |  | SLM |  |  | REM
| - | #N/A | #N/A | #N/A | Material Claiming | 0 |  |  | 0 |  |  |  | 0 |  |  | SLM |  |  | REM
| - | #N/A | #N/A | #N/A | Material Claiming | 0 |  |  | 0 |  |  |  | 0 |  |  | SLM |  |  | REM
| - | #N/A | #N/A | #N/A | Material Claiming | 0 |  |  | 0 |  |  |  | 0 |  |  | SLM |  |  | REM
| - | #N/A | #N/A | #N/A | Material Claiming | 0 |  |  | 0 |  |  |  | 0 |  |  | SLM |  |  | REM
| - | #N/A | #N/A | #N/A | Material Claiming | 0 |  |  | 0 |  |  |  | 0 |  |  | SLM |  |  | REM
| - | #N/A | #N/A | #N/A | Material Claiming | 0 |  |  | 0 |  |  |  | 0 |  |  | SLM |  |  | REM
| - | #N/A | #N/A | #N/A | Material Claiming | 0 |  |  | 0 |  |  |  | 0 |  |  | SLM |  |  | REM
| - | #N/A | #N/A | #N/A | Material Claiming | 0 |  |  | 0 |  |  |  | 0 |  |  | SLM |  |  | REM
| - | #N/A | #N/A | #N/A | Material Claiming | 0 |  |  | 0 |  |  |  | 0 |  |  | SLM |  |  | REM
| - | #N/A | #N/A | #N/A | Material Claiming | 0 |  |  | 0 |  |  |  | 0 |  |  | SLM |  |  | REM
| - | #N/A | #N/A | #N/A | Material Claiming | 0 |  |  | 0 |  |  |  | 0 |  |  | SLM |  |  | REM
| - | #N/A | #N/A | #N/A | Material Claiming | 0 |  |  | 0 |  |  |  | 0 |  |  | SLM |  |  | REM
| - | #N/A | #N/A | #N/A | Material Claiming | 0 |  |  | 0 |  |  |  | 0 |  |  | SLM |  |  | REM
| - | #N/A | #N/A | #N/A | Material Claiming | 0 |  |  | 0 |  |  |  | 0 |  |  | SLM |  |  | REM
| - | #N/A | #N/A | #N/A | Material Claiming | 0 |  |  | 0 |  |  |  | 0 |  |  | SLM |  |  | REM
| - | #N/A | #N/A | #N/A | Material Claiming | 0 |  |  | 0 |  |  |  | 0 |  |  | SLM |  |  | REM
| - | #N/A | #N/A | #N/A | Material Claiming | 0 |  |  | 0 |  |  |  | 0 |  |  | SLM |  |  | REM
| - | #N/A | #N/A | #N/A | Material Claiming | 0 |  |  | 0 |  |  |  | 0 |  |  | SLM |  |  | REM
| - | #N/A | #N/A | #N/A | Material Claiming | 0 |  |  | 0 |  |  |  | 0 |  |  | SLM |  |  | REM
| - | #N/A | #N/A | #N/A | Material Claiming | 0 |  |  | 0 |  |  |  | 0 |  |  | SLM |  |  | REM
| - | #N/A | #N/A | #N/A | Material Claiming | 0 |  |  | 0 |  |  |  | 0 |  |  | SLM |  |  | REM
| - | #N/A | #N/A | #N/A | Material Claiming | 0 |  |  | 0 |  |  |  | 0 |  |  | SLM |  |  | REM
| - | #N/A | #N/A | #N/A | Material Claiming | 0 |  |  | 0 |  |  |  | 0 |  |  | SLM |  |  | REM
| - | #N/A | #N/A | #N/A | Material Claiming | 0 |  |  | 0 |  |  |  | 0 |  |  | SLM |  |  | REM
| - | #N/A | #N/A | #N/A | Material Claiming | 0 |  |  | 0 |  |  |  | 0 |  |  | SLM |  |  | REM
| - | #N/A | #N/A | #N/A | Material Claiming | 0 |  |  | 0 |  |  |  | 0 |  |  | SLM |  |  | REM
| - | #N/A | #N/A | #N/A | Material Claiming | 0 |  |  | 0 |  |  |  | 0 |  |  | SLM |  |  | REM
| - | #N/A | #N/A | #N/A | Material Claiming | 0 |  |  | 0 |  |  |  | 0 |  |  | SLM |  |  | REM
| - | #N/A | #N/A | #N/A | Material Claiming | 0 |  |  | 0 |  |  |  | 0 |  |  | SLM |  |  | REM
| - | #N/A | #N/A | #N/A | Material Claiming | 0 |  |  | 0 |  |  |  | 0 |  |  | SLM |  |  | REM
| - | #N/A | #N/A | #N/A | Material Claiming | 0 |  |  | 0 |  |  |  | 0 |  |  | SLM |  |  | REM
| - | #N/A | #N/A | #N/A | Material Claiming | 0 |  |  | 0 |  |  |  | 0 |  |  | SLM |  |  | REM
| - | #N/A | #N/A | #N/A | Material Claiming | 0 |  |  | 0 |  |  |  | 0 |  |  | SLM |  |  | REM
| - | #N/A | #N/A | #N/A | Material Claiming | 0 |  |  | 0 |  |  |  | 0 |  |  | SLM |  |  | REM
| - | #N/A | #N/A | #N/A | Material Claiming | 0 |  |  | 0 |  |  |  | 0 |  |  | SLM |  |  | REM
| - | #N/A | #N/A | #N/A | Material Claiming | 0 |  |  | 0 |  |  |  | 0 |  |  | SLM |  |  | REM
| - | #N/A | #N/A | #N/A | Material Claiming | 0 |  |  | 0 |  |  |  | 0 |  |  | SLM |  |  | REM
| - | #N/A | #N/A | #N/A | Material Claiming | 0 |  |  | 0 |  |  |  | 0 |  |  | SLM |  |  | REM
| - | #N/A | #N/A | #N/A | Material Claiming | 0 |  |  | 0 |  |  |  | 0 |  |  | SLM |  |  | REM
| - | #N/A | #N/A | #N/A | Material Claiming | 0 |  |  | 0 |  |  |  | 0 |  |  | SLM |  |  | REM
| - | #N/A | #N/A | #N/A | Material Claiming | 0 |  |  | 0 |  |  |  | 0 |  |  | SLM |  |  | REM
| - | #N/A | #N/A | #N/A | Material Claiming | 0 |  |  | 0 |  |  |  | 0 |  |  | SLM |  |  | REM
| - | #N/A | #N/A | #N/A | Material Claiming | 0 |  |  | 0 |  |  |  | 0 |  |  | SLM |  |  | REM
| - | #N/A | #N/A | #N/A | Material Claiming | 0 |  |  | 0 |  |  |  | 0 |  |  | SLM |  |  | REM
| - | #N/A | #N/A | #N/A | Material Claiming | 0 |  |  | 0 |  |  |  | 0 |  |  | SLM |  |  | REM
| - | #N/A | #N/A | #N/A | Material Claiming | 0 |  |  | 0 |  |  |  | 0 |  |  | SLM |  |  | REM
| - | #N/A | #N/A | #N/A | Material Claiming | 0 |  |  | 0 |  |  |  | 0 |  |  | SLM |  |  | REM
| - | #N/A | #N/A | #N/A | Material Claiming | 0 |  |  | 0 |  |  |  | 0 |  |  | SLM |  |  | REM
| - | #N/A | #N/A | #N/A | Material Claiming | 0 |  |  | 0 |  |  |  | 0 |  |  | SLM |  |  | REM
| - | #N/A | #N/A | #N/A | Material Claiming | 0 |  |  | 0 |  |  |  | 0 |  |  | SLM |  |  | REM
| - | #N/A | #N/A | #N/A | Material Claiming | 0 |  |  | 0 |  |  |  | 0 |  |  | SLM |  |  | REM
| - | #N/A | #N/A | #N/A | Material Claiming | 0 |  |  | 0 |  |  |  | 0 |  |  | SLM |  |  | REM
| - | #N/A | #N/A | #N/A | Material Claiming | 0 |  |  | 0 |  |  |  | 0 |  |  | SLM |  |  | REM
| - | #N/A | #N/A | #N/A | Material Claiming | 0 |  |  | 0 |  |  |  | 0 |  |  | SLM |  |  | REM
| - | #N/A | #N/A | #N/A | Material Claiming | 0 |  |  | 0 |  |  |  | 0 |  |  | SLM |  |  | REM
| - | #N/A | #N/A | #N/A | Material Claiming | 0 |  |  | 0 |  |  |  | 0 |  |  | SLM |  |  | REM
| - | #N/A | #N/A | #N/A | Material Claiming | 0 |  |  | 0 |  |  |  | 0 |  |  | SLM |  |  | REM
| - | #N/A | #N/A | #N/A | Material Claiming | 0 |  |  | 0 |  |  |  | 0 |  |  | SLM |  |  | REM
| - | #N/A | #N/A | #N/A | Material Claiming | 0 |  |  | 0 |  |  |  | 0 |  |  | SLM |  |  | REM
| - | #N/A | #N/A | #N/A | Material Claiming | 0 |  |  | 0 |  |  |  | 0 |  |  | SLM |  |  | REM
| - | #N/A | #N/A | #N/A | Material Claiming | 0 |  |  | 0 |  |  |  | 0 |  |  | SLM |  |  | REM
| - | #N/A | #N/A | #N/A | Material Claiming | 0 |  |  | 0 |  |  |  | 0 |  |  | SLM |  |  | REM
| - | #N/A | #N/A | #N/A | Material Claiming | 0 |  |  | 0 |  |  |  | 0 |  |  | SLM |  |  | REM
| - | #N/A | #N/A | #N/A | Material Claiming | 0 |  |  | 0 |  |  |  | 0 |  |  | SLM |  |  | REM
| - | #N/A | #N/A | #N/A | Material Claiming | 0 |  |  | 0 |  |  |  | 0 |  |  | SLM |  |  | REM
| - | #N/A | #N/A | #N/A | Material Claiming | 0 |  |  | 0 |  |  |  | 0 |  |  | SLM |  |  | REM
| - | #N/A | #N/A | #N/A | Material Claiming | 0 |  |  | 0 |  |  |  | 0 |  |  | SLM |  |  | REM
| - | #N/A | #N/A | #N/A | Material Claiming | 0 |  |  | 0 |  |  |  | 0 |  |  | SLM |  |  | REM
| - | #N/A | #N/A | #N/A | Material Claiming | 0 |  |  | 0 |  |  |  | 0 |  |  | SLM |  |  | REM
| - | #N/A | #N/A | #N/A | Material Claiming | 0 |  |  | 0 |  |  |  | 0 |  |  | SLM |  |  | REM
| - | #N/A | #N/A | #N/A | Material Claiming | 0 |  |  | 0 |  |  |  | 0 |  |  | SLM |  |  | REM
| - | #N/A | #N/A | #N/A | Material Claiming | 0 |  |  | 0 |  |  |  | 0 |  |  | SLM |  |  | REM
| - | #N/A | #N/A | #N/A | Material Claiming | 0 |  |  | 0 |  |  |  | 0 |  |  | SLM |  |  | REM
| - | #N/A | #N/A | #N/A | Material Claiming | 0 |  |  | 0 |  |  |  | 0 |  |  | SLM |  |  | REM
| - | #N/A | #N/A | #N/A | Material Claiming | 0 |  |  | 0 |  |  |  | 0 |  |  | SLM |  |  | REM
| - | #N/A | #N/A | #N/A | Material Claiming | 0 |  |  | 0 |  |  |  | 0 |  |  | SLM |  |  | REM
| - | #N/A | #N/A | #N/A | Material Claiming | 0 |  |  | 0 |  |  |  | 0 |  |  | SLM |  |  | REM
| - | #N/A | #N/A | #N/A | Material Claiming | 0 |  |  | 0 |  |  |  | 0 |  |  | SLM |  |  | REM
| - | #N/A | #N/A | #N/A | Material Claiming | 0 |  |  | 0 |  |  |  | 0 |  |  | SLM |  |  | REM
| - | #N/A | #N/A | #N/A | Material Claiming | 0 |  |  | 0 |  |  |  | 0 |  |  | SLM |  |  | REM
| - | #N/A | #N/A | #N/A | Material Claiming | 0 |  |  | 0 |  |  |  | 0 |  |  | SLM |  |  | REM
| - | #N/A | #N/A | #N/A | Material Claiming | 0 |  |  | 0 |  |  |  | 0 |  |  | SLM |  |  | REM
| - | #N/A | #N/A | #N/A | Material Claiming | 0 |  |  | 0 |  |  |  | 0 |  |  | SLM |  |  | REM
| - | #N/A | #N/A | #N/A | Material Claiming | 0 |  |  | 0 |  |  |  | 0 |  |  | SLM |  |  | REM
| - | #N/A | #N/A | #N/A | Material Claiming | 0 |  |  | 0 |  |  |  | 0 |  |  | SLM |  |  | REM
| - | #N/A | #N/A | #N/A | Material Claiming | 0 |  |  | 0 |  |  |  | 0 |  |  | SLM |  |  | REM
| - | #N/A | #N/A | #N/A | Material Claiming | 0 |  |  | 0 |  |  |  | 0 |  |  | SLM |  |  | REM
| - | #N/A | #N/A | #N/A | Material Claiming | 0 |  |  | 0 |  |  |  | 0 |  |  | SLM |  |  | REM
| - | #N/A | #N/A | #N/A | Material Claiming | 0 |  |  | 0 |  |  |  | 0 |  |  | SLM |  |  | REM
| - | #N/A | #N/A | #N/A | Material Claiming | 0 |  |  | 0 |  |  |  | 0 |  |  | SLM |  |  | REM
| - | #N/A | #N/A | #N/A | Material Claiming | 0 |  |  | 0 |  |  |  | 0 |  |  | SLM |  |  | REM
| - | #N/A | #N/A | #N/A | Material Claiming | 0 |  |  | 0 |  |  |  | 0 |  |  | SLM |  |  | REM
| - | #N/A | #N/A | #N/A | Material Claiming | 0 |  |  | 0 |  |  |  | 0 |  |  | SLM |  |  | REM
| - | #N/A | #N/A | #N/A | Material Claiming | 0 |  |  | 0 |  |  |  | 0 |  |  | SLM |  |  | REM
| - | #N/A | #N/A | #N/A | Material Claiming | 0 |  |  | 0 |  |  |  | 0 |  |  | SLM |  |  | REM
| - | #N/A | #N/A | #N/A | Material Claiming | 0 |  |  | 0 |  |  |  | 0 |  |  | SLM |  |  | REM
| - | #N/A | #N/A | #N/A | Material Claiming | 0 |  |  | 0 |  |  |  | 0 |  |  | SLM |  |  | REM
| - | #N/A | #N/A | #N/A | Material Claiming | 0 |  |  | 0 |  |  |  | 0 |  |  | SLM |  |  | REM
| - | #N/A | #N/A | #N/A | Material Claiming | 0 |  |  | 0 |  |  |  | 0 |  |  | SLM |  |  | REM
| - | #N/A | #N/A | #N/A | Material Claiming | 0 |  |  | 0 |  |  |  | 0 |  |  | SLM |  |  | REM
| - | #N/A | #N/A | #N/A | Material Claiming | 0 |  |  | 0 |  |  |  | 0 |  |  | SLM |  |  | REM
| - | #N/A | #N/A | #N/A | Material Claiming | 0 |  |  | 0 |  |  |  | 0 |  |  | SLM |  |  | REM
| - | #N/A | #N/A | #N/A | Material Claiming | 0 |  |  | 0 |  |  |  | 0 |  |  | SLM |  |  | REM
| - | #N/A | #N/A | #N/A | Material Claiming | 0 |  |  | 0 |  |  |  | 0 |  |  | SLM |  |  | REM
| - | #N/A | #N/A | #N/A | Material Claiming | 0 |  |  | 0 |  |  |  | 0 |  |  | SLM |  |  | REM
| - | #N/A | #N/A | #N/A | Material Claiming | 0 |  |  | 0 |  |  |  | 0 |  |  | SLM |  |  | REM
| - | #N/A | #N/A | #N/A | Material Claiming | 0 |  |  | 0 |  |  |  | 0 |  |  | SLM |  |  | REM
| - | #N/A | #N/A | #N/A | Material Claiming | 0 |  |  | 0 |  |  |  | 0 |  |  | SLM |  |  | REM
| - | #N/A | #N/A | #N/A | Material Claiming | 0 |  |  | 0 |  |  |  | 0 |  |  | SLM |  |  | REM
| - | #N/A | #N/A | #N/A | Material Claiming | 0 |  |  | 0 |  |  |  | 0 |  |  | SLM |  |  | REM
| - | #N/A | #N/A | #N/A | Material Claiming | 0 |  |  | 0 |  |  |  | 0 |  |  | SLM |  |  | REM
| - | #N/A | #N/A | #N/A | Material Claiming | 0 |  |  | 0 |  |  |  | 0 |  |  | SLM |  |  | REM
| - | #N/A | #N/A | #N/A | Material Claiming | 0 |  |  | 0 |  |  |  | 0 |  |  | SLM |  |  | REM
| - | #N/A | #N/A | #N/A | Material Claiming | 0 |  |  | 0 |  |  |  | 0 |  |  | SLM |  |  | REM
| - | #N/A | #N/A | #N/A | Material Claiming | 0 |  |  | 0 |  |  |  | 0 |  |  | SLM |  |  | REM
| - | #N/A | #N/A | #N/A | Material Claiming | 0 |  |  | 0 |  |  |  | 0 |  |  | SLM |  |  | REM
| - | #N/A | #N/A | #N/A | Material Claiming | 0 |  |  | 0 |  |  |  | 0 |  |  | SLM |  |  | REM
| - | #N/A | #N/A | #N/A | Material Claiming | 0 |  |  | 0 |  |  |  | 0 |  |  | SLM |  |  | REM
| - | #N/A | #N/A | #N/A | Material Claiming | 0 |  |  | 0 |  |  |  | 0 |  |  | SLM |  |  | REM
| - | #N/A | #N/A | #N/A | Material Claiming | 0 |  |  | 0 |  |  |  | 0 |  |  | SLM |  |  | REM
| - | #N/A | #N/A | #N/A | Material Claiming | 0 |  |  | 0 |  |  |  | 0 |  |  | SLM |  |  | REM
| - | #N/A | #N/A | #N/A | Material Claiming | 0 |  |  | 0 |  |  |  | 0 |  |  | SLM |  |  | REM
| - | #N/A | #N/A | #N/A | Material Claiming | 0 |  |  | 0 |  |  |  | 0 |  |  | SLM |  |  | REM
| - | #N/A | #N/A | #N/A | Material Claiming | 0 |  |  | 0 |  |  |  | 0 |  |  | SLM |  |  | REM
| - | #N/A | #N/A | #N/A | Material Claiming | 0 |  |  | 0 |  |  |  | 0 |  |  | SLM |  |  | REM
| - | #N/A | #N/A | #N/A | Material Claiming | 0 |  |  | 0 |  |  |  | 0 |  |  | SLM |  |  | REM
| - | #N/A | #N/A | #N/A | Material Claiming | 0 |  |  | 0 |  |  |  | 0 |  |  | SLM |  |  | REM
| - | #N/A | #N/A | #N/A | Material Claiming | 0 |  |  | 0 |  |  |  | 0 |  |  | SLM |  |  | REM
| - | #N/A | #N/A | #N/A | Material Claiming | 0 |  |  | 0 |  |  |  | 0 |  |  | SLM |  |  | REM
| - | #N/A | #N/A | #N/A | Material Claiming | 0 |  |  | 0 |  |  |  | 0 |  |  | SLM |  |  | REM
| - | #N/A | #N/A | #N/A | Material Claiming | 0 |  |  | 0 |  |  |  | 0 |  |  | SLM |  |  | REM
| - | #N/A | #N/A | #N/A | Material Claiming | 0 |  |  | 0 |  |  |  | 0 |  |  | SLM |  |  | REM
| - | #N/A | #N/A | #N/A | Material Claiming | 0 |  |  | 0 |  |  |  | 0 |  |  | SLM |  |  | REM
| - | #N/A | #N/A | #N/A | Material Claiming | 0 |  |  | 0 |  |  |  | 0 |  |  | SLM |  |  | REM
| - | #N/A | #N/A | #N/A | Material Claiming | 0 |  |  | 0 |  |  |  | 0 |  |  | SLM |  |  | REM
| - | #N/A | #N/A | #N/A | Material Claiming | 0 |  |  | 0 |  |  |  | 0 |  |  | SLM |  |  | REM
| - | #N/A | #N/A | #N/A | Material Claiming | 0 |  |  | 0 |  |  |  | 0 |  |  | SLM |  |  | REM
| - | #N/A | #N/A | #N/A | Material Claiming | 0 |  |  | 0 |  |  |  | 0 |  |  | SLM |  |  | REM
| - | #N/A | #N/A | #N/A | Material Claiming | 0 |  |  | 0 |  |  |  | 0 |  |  | SLM |  |  | REM
| - | #N/A | #N/A | #N/A | Material Claiming | 0 |  |  | 0 |  |  |  | 0 |  |  | SLM |  |  | REM
| - | #N/A | #N/A | #N/A | Material Claiming | 0 |  |  | 0 |  |  |  | 0 |  |  | SLM |  |  | REM
| - | #N/A | #N/A | #N/A | Material Claiming | 0 |  |  | 0 |  |  |  | 0 |  |  | SLM |  |  | REM
| - | #N/A | #N/A | #N/A | Material Claiming | 0 |  |  | 0 |  |  |  | 0 |  |  | SLM |  |  | REM
| - | #N/A | #N/A | #N/A | Material Claiming | 0 |  |  | 0 |  |  |  | 0 |  |  | SLM |  |  | REM
| - | #N/A | #N/A | #N/A | Material Claiming | 0 |  |  | 0 |  |  |  | 0 |  |  | SLM |  |  | REM
| - | #N/A | #N/A | #N/A | Material Claiming | 0 |  |  | 0 |  |  |  | 0 |  |  | SLM |  |  | REM
| - | #N/A | #N/A | #N/A | Material Claiming | 0 |  |  | 0 |  |  |  | 0 |  |  | SLM |  |  | REM
| - | #N/A | #N/A | #N/A | Material Claiming | 0 |  |  | 0 |  |  |  | 0 |  |  | SLM |  |  | REM
| - | #N/A | #N/A | #N/A | Material Claiming | 0 |  |  | 0 |  |  |  | 0 |  |  | SLM |  |  | REM
| - | #N/A | #N/A | #N/A | Material Claiming | 0 |  |  | 0 |  |  |  | 0 |  |  | SLM |  |  | REM
| - | #N/A | #N/A | #N/A | Material Claiming | 0 |  |  | 0 |  |  |  | 0 |  |  | SLM |  |  | REM
| - | #N/A | #N/A | #N/A | Material Claiming | 0 |  |  | 0 |  |  |  | 0 |  |  | SLM |  |  | REM
| - | #N/A | #N/A | #N/A | Material Claiming | 0 |  |  | 0 |  |  |  | 0 |  |  | SLM |  |  | REM
| - | #N/A | #N/A | #N/A | Material Claiming | 0 |  |  | 0 |  |  |  | 0 |  |  | SLM |  |  | REM
| - | #N/A | #N/A | #N/A | Material Claiming | 0 |  |  | 0 |  |  |  | 0 |  |  | SLM |  |  | REM
| - | #N/A | #N/A | #N/A | Material Claiming | 0 |  |  | 0 |  |  |  | 0 |  |  | SLM |  |  | REM
| - | #N/A | #N/A | #N/A | Material Claiming | 0 |  |  | 0 |  |  |  | 0 |  |  | SLM |  |  | REM
| - | #N/A | #N/A | #N/A | Material Claiming | 0 |  |  | 0 |  |  |  | 0 |  |  | SLM |  |  | REM
| - | #N/A | #N/A | #N/A | Material Claiming | 0 |  |  | 0 |  |  |  | 0 |  |  | SLM |  |  | REM
| - | #N/A | #N/A | #N/A | Material Claiming | 0 |  |  | 0 |  |  |  | 0 |  |  | SLM |  |  | REM
| - | #N/A | #N/A | #N/A | Material Claiming | 0 |  |  | 0 |  |  |  | 0 |  |  | SLM |  |  | REM
| - | #N/A | #N/A | #N/A | Material Claiming | 0 |  |  | 0 |  |  |  | 0 |  |  | SLM |  |  | REM
| - | #N/A | #N/A | #N/A | Material Claiming | 0 |  |  | 0 |  |  |  | 0 |  |  | SLM |  |  | REM
| - | #N/A | #N/A | #N/A | Material Claiming | 0 |  |  | 0 |  |  |  | 0 |  |  | SLM |  |  | REM
| - | #N/A | #N/A | #N/A | Material Claiming | 0 |  |  | 0 |  |  |  | 0 |  |  | SLM |  |  | REM
| - | #N/A | #N/A | #N/A | Material Claiming | 0 |  |  | 0 |  |  |  | 0 |  |  | SLM |  |  | REM
| - | #N/A | #N/A | #N/A | Material Claiming | 0 |  |  | 0 |  |  |  | 0 |  |  | SLM |  |  | REM
| - | #N/A | #N/A | #N/A | Material Claiming | 0 |  |  | 0 |  |  |  | 0 |  |  | SLM |  |  | REM
| - | #N/A | #N/A | #N/A | Material Claiming | 0 |  |  | 0 |  |  |  | 0 |  |  | SLM |  |  | REM
| - | #N/A | #N/A | #N/A | Material Claiming | 0 |  |  | 0 |  |  |  | 0 |  |  | SLM |  |  | REM
| - | #N/A | #N/A | #N/A | Material Claiming | 0 |  |  | 0 |  |  |  | 0 |  |  | SLM |  |  | REM
| - | #N/A | #N/A | #N/A | Material Claiming | 0 |  |  | 0 |  |  |  | 0 |  |  | SLM |  |  | REM
| - | #N/A | #N/A | #N/A | Material Claiming | 0 |  |  | 0 |  |  |  | 0 |  |  | SLM |  |  | REM
| - | #N/A | #N/A | #N/A | Material Claiming | 0 |  |  | 0 |  |  |  | 0 |  |  | SLM |  |  | REM
| - | #N/A | #N/A | #N/A | Material Claiming | 0 |  |  | 0 |  |  |  | 0 |  |  | SLM |  |  | REM
| - | #N/A | #N/A | #N/A | Material Claiming | 0 |  |  | 0 |  |  |  | 0 |  |  | SLM |  |  | REM
| - | #N/A | #N/A | #N/A | Material Claiming | 0 |  |  | 0 |  |  |  | 0 |  |  | SLM |  |  | REM
| - | #N/A | #N/A | #N/A | Material Claiming | 0 |  |  | 0 |  |  |  | 0 |  |  | SLM |  |  | REM
| - | #N/A | #N/A | #N/A | Material Claiming | 0 |  |  | 0 |  |  |  | 0 |  |  | SLM |  |  | REM
| - | #N/A | #N/A | #N/A | Material Claiming | 0 |  |  | 0 |  |  |  | 0 |  |  | SLM |  |  | REM
| - | #N/A | #N/A | #N/A | Material Claiming | 0 |  |  | 0 |  |  |  | 0 |  |  | SLM |  |  | REM
| - | #N/A | #N/A | #N/A | Material Claiming | 0 |  |  | 0 |  |  |  | 0 |  |  | SLM |  |  | REM
| - | #N/A | #N/A | #N/A | Material Claiming | 0 |  |  | 0 |  |  |  | 0 |  |  | SLM |  |  | REM
| - | #N/A | #N/A | #N/A | Material Claiming | 0 |  |  | 0 |  |  |  | 0 |  |  | SLM |  |  | REM
| - | #N/A | #N/A | #N/A | Material Claiming | 0 |  |  | 0 |  |  |  | 0 |  |  | SLM |  |  | REM
| - | #N/A | #N/A | #N/A | Material Claiming | 0 |  |  | 0 |  |  |  | 0 |  |  | SLM |  |  | REM
| - | #N/A | #N/A | #N/A | Material Claiming | 0 |  |  | 0 |  |  |  | 0 |  |  | SLM |  |  | REM
| - | #N/A | #N/A | #N/A | Material Claiming | 0 |  |  | 0 |  |  |  | 0 |  |  | SLM |  |  | REM
| - | #N/A | #N/A | #N/A | Material Claiming | 0 |  |  | 0 |  |  |  | 0 |  |  | SLM |  |  | REM
| - | #N/A | #N/A | #N/A | Material Claiming | 0 |  |  | 0 |  |  |  | 0 |  |  | SLM |  |  | REM
| - | #N/A | #N/A | #N/A | Material Claiming | 0 |  |  | 0 |  |  |  | 0 |  |  | SLM |  |  | REM
| - | #N/A | #N/A | #N/A | Material Claiming | 0 |  |  | 0 |  |  |  | 0 |  |  | SLM |  |  | REM
| - | #N/A | #N/A | #N/A | Material Claiming | 0 |  |  | 0 |  |  |  | 0 |  |  | SLM |  |  | REM
| - | #N/A | #N/A | #N/A | Material Claiming | 0 |  |  | 0 |  |  |  | 0 |  |  | SLM |  |  | REM
| - | #N/A | #N/A | #N/A | Material Claiming | 0 |  |  | 0 |  |  |  | 0 |  |  | SLM |  |  | REM
| - | #N/A | #N/A | #N/A | Material Claiming | 0 |  |  | 0 |  |  |  | 0 |  |  | SLM |  |  | REM
| - | #N/A | #N/A | #N/A | Material Claiming | 0 |  |  | 0 |  |  |  | 0 |  |  | SLM |  |  | REM
| - | #N/A | #N/A | #N/A | Material Claiming | 0 |  |  | 0 |  |  |  | 0 |  |  | SLM |  |  | REM
| - | #N/A | #N/A | #N/A | Material Claiming | 0 |  |  | 0 |  |  |  | 0 |  |  | SLM |  |  | REM
| - | #N/A | #N/A | #N/A | Material Claiming | 0 |  |  | 0 |  |  |  | 0 |  |  | SLM |  |  | REM
| - | #N/A | #N/A | #N/A | Material Claiming | 0 |  |  | 0 |  |  |  | 0 |  |  | SLM |  |  | REM
| - | #N/A | #N/A | #N/A | Material Claiming | 0 |  |  | 0 |  |  |  | 0 |  |  | SLM |  |  | REM
| - | #N/A | #N/A | #N/A | Material Claiming | 0 |  |  | 0 |  |  |  | 0 |  |  | SLM |  |  | REM
| - | #N/A | #N/A | #N/A | Material Claiming | 0 |  |  | 0 |  |  |  | 0 |  |  | SLM |  |  | REM
| - | #N/A | #N/A | #N/A | Material Claiming | 0 |  |  | 0 |  |  |  | 0 |  |  | SLM |  |  | REM
| - | #N/A | #N/A | #N/A | Material Claiming | 0 |  |  | 0 |  |  |  | 0 |  |  | SLM |  |  | REM
| - | #N/A | #N/A | #N/A | Material Claiming | 0 |  |  | 0 |  |  |  | 0 |  |  | SLM |  |  | REM
| - | #N/A | #N/A | #N/A | Material Claiming | 0 |  |  | 0 |  |  |  | 0 |  |  | SLM |  |  | REM
| - | #N/A | #N/A | #N/A | Material Claiming | 0 |  |  | 0 |  |  |  | 0 |  |  | SLM |  |  | REM
| - | #N/A | #N/A | #N/A | Material Claiming | 0 |  |  | 0 |  |  |  | 0 |  |  | SLM |  |  | REM
| - | #N/A | #N/A | #N/A | Material Claiming | 0 |  |  | 0 |  |  |  | 0 |  |  | SLM |  |  | REM
| - | #N/A | #N/A | #N/A | Material Claiming | 0 |  |  | 0 |  |  |  | 0 |  |  | SLM |  |  | REM
| - | #N/A | #N/A | #N/A | Material Claiming | 0 |  |  | 0 |  |  |  | 0 |  |  | SLM |  |  | REM
| - | #N/A | #N/A | #N/A | Material Claiming | 0 |  |  | 0 |  |  |  | 0 |  |  | SLM |  |  | REM
| - | #N/A | #N/A | #N/A | Material Claiming | 0 |  |  | 0 |  |  |  | 0 |  |  | SLM |  |  | REM
| - | #N/A | #N/A | #N/A | Material Claiming | 0 |  |  | 0 |  |  |  | 0 |  |  | SLM |  |  | REM
| - | #N/A | #N/A | #N/A | Material Claiming | 0 |  |  | 0 |  |  |  | 0 |  |  | SLM |  |  | REM
| - | #N/A | #N/A | #N/A | Material Claiming | 0 |  |  | 0 |  |  |  | 0 |  |  | SLM |  |  | REM
| - | #N/A | #N/A | #N/A | Material Claiming | 0 |  |  | 0 |  |  |  | 0 |  |  | SLM |  |  | REM
| - | #N/A | #N/A | #N/A | Material Claiming | 0 |  |  | 0 |  |  |  | 0 |  |  | SLM |  |  | REM
| - | #N/A | #N/A | #N/A | Material Claiming | 0 |  |  | 0 |  |  |  | 0 |  |  | SLM |  |  | REM
| - | #N/A | #N/A | #N/A | Material Claiming | 0 |  |  | 0 |  |  |  | 0 |  |  | SLM |  |  | REM
| - | #N/A | #N/A | #N/A | Material Claiming | 0 |  |  | 0 |  |  |  | 0 |  |  | SLM |  |  | REM
| - | #N/A | #N/A | #N/A | Material Claiming | 0 |  |  | 0 |  |  |  | 0 |  |  | SLM |  |  | REM
| - | #N/A | #N/A | #N/A | Material Claiming | 0 |  |  | 0 |  |  |  | 0 |  |  | SLM |  |  | REM
| - | #N/A | #N/A | #N/A | Material Claiming | 0 |  |  | 0 |  |  |  | 0 |  |  | SLM |  |  | REM
| - | #N/A | #N/A | #N/A | Material Claiming | 0 |  |  | 0 |  |  |  | 0 |  |  | SLM |  |  | REM
| - | #N/A | #N/A | #N/A | Material Claiming | 0 |  |  | 0 |  |  |  | 0 |  |  | SLM |  |  | REM
| - | #N/A | #N/A | #N/A | Material Claiming | 0 |  |  | 0 |  |  |  | 0 |  |  | SLM |  |  | REM
| - | #N/A | #N/A | #N/A | Material Claiming | 0 |  |  | 0 |  |  |  | 0 |  |  | SLM |  |  | REM
| - | #N/A | #N/A | #N/A | Material Claiming | 0 |  |  | 0 |  |  |  | 0 |  |  | SLM |  |  | REM
| - | #N/A | #N/A | #N/A | Material Claiming | 0 |  |  | 0 |  |  |  | 0 |  |  | SLM |  |  | REM
| - | #N/A | #N/A | #N/A | Material Claiming | 0 |  |  | 0 |  |  |  | 0 |  |  | SLM |  |  | REM
| - | #N/A | #N/A | #N/A | Material Claiming | 0 |  |  | 0 |  |  |  | 0 |  |  | SLM |  |  | REM
| - | #N/A | #N/A | #N/A | Material Claiming | 0 |  |  | 0 |  |  |  | 0 |  |  | SLM |  |  | REM
| - | #N/A | #N/A | #N/A | Material Claiming | 0 |  |  | 0 |  |  |  | 0 |  |  | SLM |  |  | REM
| - | #N/A | #N/A | #N/A | Material Claiming | 0 |  |  | 0 |  |  |  | 0 |  |  | SLM |  |  | REM
| - | #N/A | #N/A | #N/A | Material Claiming | 0 |  |  | 0 |  |  |  | 0 |  |  | SLM |  |  | REM
| - | #N/A | #N/A | #N/A | Material Claiming | 0 |  |  | 0 |  |  |  | 0 |  |  | SLM |  |  | REM
| - | #N/A | #N/A | #N/A | Material Claiming | 0 |  |  | 0 |  |  |  | 0 |  |  | SLM |  |  | REM
| - | #N/A | #N/A | #N/A | Material Claiming | 0 |  |  | 0 |  |  |  | 0 |  |  | SLM |  |  | REM
| - | #N/A | #N/A | #N/A | Material Claiming | 0 |  |  | 0 |  |  |  | 0 |  |  | SLM |  |  | REM
| - | #N/A | #N/A | #N/A | Material Claiming | 0 |  |  | 0 |  |  |  | 0 |  |  | SLM |  |  | REM
| - | #N/A | #N/A | #N/A | Material Claiming | 0 |  |  | 0 |  |  |  | 0 |  |  | SLM |  |  | REM
| - | #N/A | #N/A | #N/A | Material Claiming | 0 |  |  | 0 |  |  |  | 0 |  |  | SLM |  |  | REM
| - | #N/A | #N/A | #N/A | Material Claiming | 0 |  |  | 0 |  |  |  | 0 |  |  | SLM |  |  | REM
| - | #N/A | #N/A | #N/A | Material Claiming | 0 |  |  | 0 |  |  |  | 0 |  |  | SLM |  |  | REM
| - | #N/A | #N/A | #N/A | Material Claiming | 0 |  |  | 0 |  |  |  | 0 |  |  | SLM |  |  | REM
| - | #N/A | #N/A | #N/A | Material Claiming | 0 |  |  | 0 |  |  |  | 0 |  |  | SLM |  |  | REM
| - | #N/A | #N/A | #N/A | Material Claiming | 0 |  |  | 0 |  |  |  | 0 |  |  | SLM |  |  | REM
| - | #N/A | #N/A | #N/A | Material Claiming | 0 |  |  | 0 |  |  |  | 0 |  |  | SLM |  |  | REM
| - | #N/A | #N/A | #N/A | Material Claiming | 0 |  |  | 0 |  |  |  | 0 |  |  | SLM |  |  | REM
| - | #N/A | #N/A | #N/A | Material Claiming | 0 |  |  | 0 |  |  |  | 0 |  |  | SLM |  |  | REM
| - | #N/A | #N/A | #N/A | Material Claiming | 0 |  |  | 0 |  |  |  | 0 |  |  | SLM |  |  | REM
| - | #N/A | #N/A | #N/A | Material Claiming | 0 |  |  | 0 |  |  |  | 0 |  |  | SLM |  |  | REM
| - | #N/A | #N/A | #N/A | Material Claiming | 0 |  |  | 0 |  |  |  | 0 |  |  | SLM |  |  | REM
| - | #N/A | #N/A | #N/A | Material Claiming | 0 |  |  | 0 |  |  |  | 0 |  |  | SLM |  |  | REM
| - | #N/A | #N/A | #N/A | Material Claiming | 0 |  |  | 0 |  |  |  | 0 |  |  | SLM |  |  | REM
| - | #N/A | #N/A | #N/A | Material Claiming | 0 |  |  | 0 |  |  |  | 0 |  |  | SLM |  |  | REM
| - | #N/A | #N/A | #N/A | Material Claiming | 0 |  |  | 0 |  |  |  | 0 |  |  | SLM |  |  | REM
| - | #N/A | #N/A | #N/A | Material Claiming | 0 |  |  | 0 |  |  |  | 0 |  |  | SLM |  |  | REM
| - | #N/A | #N/A | #N/A | Material Claiming | 0 |  |  | 0 |  |  |  | 0 |  |  | SLM |  |  | REM
| - | #N/A | #N/A | #N/A | Material Claiming | 0 |  |  | 0 |  |  |  | 0 |  |  | SLM |  |  | REM
| - | #N/A | #N/A | #N/A | Material Claiming | 0 |  |  | 0 |  |  |  | 0 |  |  | SLM |  |  | REM
| - | #N/A | #N/A | #N/A | Material Claiming | 0 |  |  | 0 |  |  |  | 0 |  |  | SLM |  |  | REM
| - | #N/A | #N/A | #N/A | Material Claiming | 0 |  |  | 0 |  |  |  | 0 |  |  | SLM |  |  | REM
| - | #N/A | #N/A | #N/A | Material Claiming | 0 |  |  | 0 |  |  |  | 0 |  |  | SLM |  |  | REM
| - | #N/A | #N/A | #N/A | Material Claiming | 0 |  |  | 0 |  |  |  | 0 |  |  | SLM |  |  | REM
| - | #N/A | #N/A | #N/A | Material Claiming | 0 |  |  | 0 |  |  |  | 0 |  |  | SLM |  |  | REM
| - | #N/A | #N/A | #N/A | Material Claiming | 0 |  |  | 0 |  |  |  | 0 |  |  | SLM |  |  | REM
| - | #N/A | #N/A | #N/A | Material Claiming | 0 |  |  | 0 |  |  |  | 0 |  |  | SLM |  |  | REM
| - | #N/A | #N/A | #N/A | Material Claiming | 0 |  |  | 0 |  |  |  | 0 |  |  | SLM |  |  | REM
| - | #N/A | #N/A | #N/A | Material Claiming | 0 |  |  | 0 |  |  |  | 0 |  |  | SLM |  |  | REM
| - | #N/A | #N/A | #N/A | Material Claiming | 0 |  |  | 0 |  |  |  | 0 |  |  | SLM |  |  | REM
| - | #N/A | #N/A | #N/A | Material Claiming | 0 |  |  | 0 |  |  |  | 0 |  |  | SLM |  |  | REM
| - | #N/A | #N/A | #N/A | Material Claiming | 0 |  |  | 0 |  |  |  | 0 |  |  | SLM |  |  | REM
| - | #N/A | #N/A | #N/A | Material Claiming | 0 |  |  | 0 |  |  |  | 0 |  |  | SLM |  |  | REM
| - | #N/A | #N/A | #N/A | Material Claiming | 0 |  |  | 0 |  |  |  | 0 |  |  | SLM |  |  | REM
| - | #N/A | #N/A | #N/A | Material Claiming | 0 |  |  | 0 |  |  |  | 0 |  |  | SLM |  |  | REM
| - | #N/A | #N/A | #N/A | Material Claiming | 0 |  |  | 0 |  |  |  | 0 |  |  | SLM |  |  | REM
| - | #N/A | #N/A | #N/A | Material Claiming | 0 |  |  | 0 |  |  |  | 0 |  |  | SLM |  |  | REM
| - | #N/A | #N/A | #N/A | Material Claiming | 0 |  |  | 0 |  |  |  | 0 |  |  | SLM |  |  | REM
| - | #N/A | #N/A | #N/A | Material Claiming | 0 |  |  | 0 |  |  |  | 0 |  |  | SLM |  |  | REM
| - | #N/A | #N/A | #N/A | Material Claiming | 0 |  |  | 0 |  |  |  | 0 |  |  | SLM |  |  | REM
| - | #N/A | #N/A | #N/A | Material Claiming | 0 |  |  | 0 |  |  |  | 0 |  |  | SLM |  |  | REM
| - | #N/A | #N/A | #N/A | Material Claiming | 0 |  |  | 0 |  |  |  | 0 |  |  | SLM |  |  | REM
| - | #N/A | #N/A | #N/A | Material Claiming | 0 |  |  | 0 |  |  |  | 0 |  |  | SLM |  |  | REM
| - | #N/A | #N/A | #N/A | Material Claiming | 0 |  |  | 0 |  |  |  | 0 |  |  | SLM |  |  | REM
| - | #N/A | #N/A | #N/A | Material Claiming | 0 |  |  | 0 |  |  |  | 0 |  |  | SLM |  |  | REM
| - | #N/A | #N/A | #N/A | Material Claiming | 0 |  |  | 0 |  |  |  | 0 |  |  | SLM |  |  | REM
| - | #N/A | #N/A | #N/A | Material Claiming | 0 |  |  | 0 |  |  |  | 0 |  |  | SLM |  |  | REM
| - | #N/A | #N/A | #N/A | Material Claiming | 0 |  |  | 0 |  |  |  | 0 |  |  | SLM |  |  | REM
| - | #N/A | #N/A | #N/A | Material Claiming | 0 |  |  | 0 |  |  |  | 0 |  |  | SLM |  |  | REM
| - | #N/A | #N/A | #N/A | Material Claiming | 0 |  |  | 0 |  |  |  | 0 |  |  | SLM |  |  | REM
| - | #N/A | #N/A | #N/A | Material Claiming | 0 |  |  | 0 |  |  |  | 0 |  |  | SLM |  |  | REM
| - | #N/A | #N/A | #N/A | Material Claiming | 0 |  |  | 0 |  |  |  | 0 |  |  | SLM |  |  | REM
| - | #N/A | #N/A | #N/A | Material Claiming | 0 |  |  | 0 |  |  |  | 0 |  |  | SLM |  |  | REM
| - | #N/A | #N/A | #N/A | Material Claiming | 0 |  |  | 0 |  |  |  | 0 |  |  | SLM |  |  | REM
| - | #N/A | #N/A | #N/A | Material Claiming | 0 |  |  | 0 |  |  |  | 0 |  |  | SLM |  |  | REM
| - | #N/A | #N/A | #N/A | Material Claiming | 0 |  |  | 0 |  |  |  | 0 |  |  | SLM |  |  | REM
| - | #N/A | #N/A | #N/A | Material Claiming | 0 |  |  | 0 |  |  |  | 0 |  |  | SLM |  |  | REM
| - | #N/A | #N/A | #N/A | Material Claiming | 0 |  |  | 0 |  |  |  | 0 |  |  | SLM |  |  | REM
| - | #N/A | #N/A | #N/A | Material Claiming | 0 |  |  | 0 |  |  |  | 0 |  |  | SLM |  |  | REM
| - | #N/A | #N/A | #N/A | Material Claiming | 0 |  |  | 0 |  |  |  | 0 |  |  | SLM |  |  | REM
| - | #N/A | #N/A | #N/A | Material Claiming | 0 |  |  | 0 |  |  |  | 0 |  |  | SLM |  |  | REM
| - | #N/A | #N/A | #N/A | Material Claiming | 0 |  |  | 0 |  |  |  | 0 |  |  | SLM |  |  | REM
| - | #N/A | #N/A | #N/A | Material Claiming | 0 |  |  | 0 |  |  |  | 0 |  |  | SLM |  |  | REM
| - | #N/A | #N/A | #N/A | Material Claiming | 0 |  |  | 0 |  |  |  | 0 |  |  | SLM |  |  | REM
| - | #N/A | #N/A | #N/A | Material Claiming | 0 |  |  | 0 |  |  |  | 0 |  |  | SLM |  |  | REM
| - | #N/A | #N/A | #N/A | Material Claiming | 0 |  |  | 0 |  |  |  | 0 |  |  | SLM |  |  | REM
| - | #N/A | #N/A | #N/A | Material Claiming | 0 |  |  | 0 |  |  |  | 0 |  |  | SLM |  |  | REM
| - | #N/A | #N/A | #N/A | Material Claiming | 0 |  |  | 0 |  |  |  | 0 |  |  | SLM |  |  | REM
| - | #N/A | #N/A | #N/A | Material Claiming | 0 |  |  | 0 |  |  |  | 0 |  |  | SLM |  |  | REM
| - | #N/A | #N/A | #N/A | Material Claiming | 0 |  |  | 0 |  |  |  | 0 |  |  | SLM |  |  | REM
| - | #N/A | #N/A | #N/A | Material Claiming | 0 |  |  | 0 |  |  |  | 0 |  |  | SLM |  |  | REM
| - | #N/A | #N/A | #N/A | Material Claiming | 0 |  |  | 0 |  |  |  | 0 |  |  | SLM |  |  | REM
| - | #N/A | #N/A | #N/A | Material Claiming | 0 |  |  | 0 |  |  |  | 0 |  |  | SLM |  |  | REM
| - | #N/A | #N/A | #N/A | Material Claiming | 0 |  |  | 0 |  |  |  | 0 |  |  | SLM |  |  | REM
| - | #N/A | #N/A | #N/A | Material Claiming | 0 |  |  | 0 |  |  |  | 0 |  |  | SLM |  |  | REM
| - | #N/A | #N/A | #N/A | Material Claiming | 0 |  |  | 0 |  |  |  | 0 |  |  | SLM |  |  | REM
| - | #N/A | #N/A | #N/A | Material Claiming | 0 |  |  | 0 |  |  |  | 0 |  |  | SLM |  |  | REM
| - | #N/A | #N/A | #N/A | Material Claiming | 0 |  |  | 0 |  |  |  | 0 |  |  | SLM |  |  | REM
| - | #N/A | #N/A | #N/A | Material Claiming | 0 |  |  | 0 |  |  |  | 0 |  |  | SLM |  |  | REM
| - | #N/A | #N/A | #N/A | Material Claiming | 0 |  |  | 0 |  |  |  | 0 |  |  | SLM |  |  | REM
| - | #N/A | #N/A | #N/A | Material Claiming | 0 |  |  | 0 |  |  |  | 0 |  |  | SLM |  |  | REM
| - | #N/A | #N/A | #N/A | Material Claiming | 0 |  |  | 0 |  |  |  | 0 |  |  | SLM |  |  | REM
| - | #N/A | #N/A | #N/A | Material Claiming | 0 |  |  | 0 |  |  |  | 0 |  |  | SLM |  |  | REM
| - | #N/A | #N/A | #N/A | Material Claiming | 0 |  |  | 0 |  |  |  | 0 |  |  | SLM |  |  | REM
| - | #N/A | #N/A | #N/A | Material Claiming | 0 |  |  | 0 |  |  |  | 0 |  |  | SLM |  |  | REM
| - | #N/A | #N/A | #N/A | Material Claiming | 0 |  |  | 0 |  |  |  | 0 |  |  | SLM |  |  | REM
| - | #N/A | #N/A | #N/A | Material Claiming | 0 |  |  | 0 |  |  |  | 0 |  |  | SLM |  |  | REM
| - | #N/A | #N/A | #N/A | Material Claiming | 0 |  |  | 0 |  |  |  | 0 |  |  | SLM |  |  | REM
| - | #N/A | #N/A | #N/A | Material Claiming | 0 |  |  | 0 |  |  |  | 0 |  |  | SLM |  |  | REM
| - | #N/A | #N/A | #N/A | Material Claiming | 0 |  |  | 0 |  |  |  | 0 |  |  | SLM |  |  | REM
| - | #N/A | #N/A | #N/A | Material Claiming | 0 |  |  | 0 |  |  |  | 0 |  |  | SLM |  |  | REM
| - | #N/A | #N/A | #N/A | Material Claiming | 0 |  |  | 0 |  |  |  | 0 |  |  | SLM |  |  | REM
| - | #N/A | #N/A | #N/A | Material Claiming | 0 |  |  | 0 |  |  |  | 0 |  |  | SLM |  |  | REM
| - | #N/A | #N/A | #N/A | Material Claiming | 0 |  |  | 0 |  |  |  | 0 |  |  | SLM |  |  | REM
| - | #N/A | #N/A | #N/A | Material Claiming | 0 |  |  | 0 |  |  |  | 0 |  |  | SLM |  |  | REM
| - | #N/A | #N/A | #N/A | Material Claiming | 0 |  |  | 0 |  |  |  | 0 |  |  | SLM |  |  | REM
| - | #N/A | #N/A | #N/A | Material Claiming | 0 |  |  | 0 |  |  |  | 0 |  |  | SLM |  |  | REM
| - | #N/A | #N/A | #N/A | Material Claiming | 0 |  |  | 0 |  |  |  | 0 |  |  | SLM |  |  | REM
| - | #N/A | #N/A | #N/A | Material Claiming | 0 |  |  | 0 |  |  |  | 0 |  |  | SLM |  |  | REM
| - | #N/A | #N/A | #N/A | Material Claiming | 0 |  |  | 0 |  |  |  | 0 |  |  | SLM |  |  | REM
| - | #N/A | #N/A | #N/A | Material Claiming | 0 |  |  | 0 |  |  |  | 0 |  |  | SLM |  |  | REM
| - | #N/A | #N/A | #N/A | Material Claiming | 0 |  |  | 0 |  |  |  | 0 |  |  | SLM |  |  | REM
| - | #N/A | #N/A | #N/A | Material Claiming | 0 |  |  | 0 |  |  |  | 0 |  |  | SLM |  |  | REM
| - | #N/A | #N/A | #N/A | Material Claiming | 0 |  |  | 0 |  |  |  | 0 |  |  | SLM |  |  | REM
| - | #N/A | #N/A | #N/A | Material Claiming | 0 |  |  | 0 |  |  |  | 0 |  |  | SLM |  |  | REM
| - | #N/A | #N/A | #N/A | Material Claiming | 0 |  |  | 0 |  |  |  | 0 |  |  | SLM |  |  | REM
| - | #N/A | #N/A | #N/A | Material Claiming | 0 |  |  | 0 |  |  |  | 0 |  |  | SLM |  |  | REM
| - | #N/A | #N/A | #N/A | Material Claiming | 0 |  |  | 0 |  |  |  | 0 |  |  | SLM |  |  | REM
| - | #N/A | #N/A | #N/A | Material Claiming | 0 |  |  | 0 |  |  |  | 0 |  |  | SLM |  |  | REM
| - | #N/A | #N/A | #N/A | Material Claiming | 0 |  |  | 0 |  |  |  | 0 |  |  | SLM |  |  | REM
| - | #N/A | #N/A | #N/A | Material Claiming | 0 |  |  | 0 |  |  |  | 0 |  |  | SLM |  |  | REM
| - | #N/A | #N/A | #N/A | Material Claiming | 0 |  |  | 0 |  |  |  | 0 |  |  | SLM |  |  | REM
| - | #N/A | #N/A | #N/A | Material Claiming | 0 |  |  | 0 |  |  |  | 0 |  |  | SLM |  |  | REM
| - | #N/A | #N/A | #N/A | Material Claiming | 0 |  |  | 0 |  |  |  | 0 |  |  | SLM |  |  | REM
| - | #N/A | #N/A | #N/A | Material Claiming | 0 |  |  | 0 |  |  |  | 0 |  |  | SLM |  |  | REM
| - | #N/A | #N/A | #N/A | Material Claiming | 0 |  |  | 0 |  |  |  | 0 |  |  | SLM |  |  | REM
| - | #N/A | #N/A | #N/A | Material Claiming | 0 |  |  | 0 |  |  |  | 0 |  |  | SLM |  |  | REM
| - | #N/A | #N/A | #N/A | Material Claiming | 0 |  |  | 0 |  |  |  | 0 |  |  | SLM |  |  | REM
| - | #N/A | #N/A | #N/A | Material Claiming | 0 |  |  | 0 |  |  |  | 0 |  |  | SLM |  |  | REM
| - | #N/A | #N/A | #N/A | Material Claiming | 0 |  |  | 0 |  |  |  | 0 |  |  | SLM |  |  | REM
| - | #N/A | #N/A | #N/A | Material Claiming | 0 |  |  | 0 |  |  |  | 0 |  |  | SLM |  |  | REM
| - | #N/A | #N/A | #N/A | Material Claiming | 0 |  |  | 0 |  |  |  | 0 |  |  | SLM |  |  | REM
| - | #N/A | #N/A | #N/A | Material Claiming | 0 |  |  | 0 |  |  |  | 0 |  |  | SLM |  |  | REM
| - | #N/A | #N/A | #N/A | Material Claiming | 0 |  |  | 0 |  |  |  | 0 |  |  | SLM |  |  | REM
| - | #N/A | #N/A | #N/A | Material Claiming | 0 |  |  | 0 |  |  |  | 0 |  |  | SLM |  |  | REM
| - | #N/A | #N/A | #N/A | Material Claiming | 0 |  |  | 0 |  |  |  | 0 |  |  | SLM |  |  | REM
| - | #N/A | #N/A | #N/A | Material Claiming | 0 |  |  | 0 |  |  |  | 0 |  |  | SLM |  |  | REM
| - | #N/A | #N/A | #N/A | Material Claiming | 0 |  |  | 0 |  |  |  | 0 |  |  | SLM |  |  | REM
| - | #N/A | #N/A | #N/A | Material Claiming | 0 |  |  | 0 |  |  |  | 0 |  |  | SLM |  |  | REM
| - | #N/A | #N/A | #N/A | Material Claiming | 0 |  |  | 0 |  |  |  | 0 |  |  | SLM |  |  | REM
| - | #N/A | #N/A | #N/A | Material Claiming | 0 |  |  | 0 |  |  |  | 0 |  |  | SLM |  |  | REM
| - | #N/A | #N/A | #N/A | Material Claiming | 0 |  |  | 0 |  |  |  | 0 |  |  | SLM |  |  | REM
| - | #N/A | #N/A | #N/A | Material Claiming | 0 |  |  | 0 |  |  |  | 0 |  |  | SLM |  |  | REM
| - | #N/A | #N/A | #N/A | Material Claiming | 0 |  |  | 0 |  |  |  | 0 |  |  | SLM |  |  | REM
| - | #N/A | #N/A | #N/A | Material Claiming | 0 |  |  | 0 |  |  |  | 0 |  |  | SLM |  |  | REM
| - | #N/A | #N/A | #N/A | Material Claiming | 0 |  |  | 0 |  |  |  | 0 |  |  | SLM |  |  | REM
| - | #N/A | #N/A | #N/A | Material Claiming | 0 |  |  | 0 |  |  |  | 0 |  |  | SLM |  |  | REM
| - | #N/A | #N/A | #N/A | Material Claiming | 0 |  |  | 0 |  |  |  | 0 |  |  | SLM |  |  | REM
| - | #N/A | #N/A | #N/A | Material Claiming | 0 |  |  | 0 |  |  |  | 0 |  |  | SLM |  |  | REM
| - | #N/A | #N/A | #N/A | Material Claiming | 0 |  |  | 0 |  |  |  | 0 |  |  | SLM |  |  | REM
| - | #N/A | #N/A | #N/A | Material Claiming | 0 |  |  | 0 |  |  |  | 0 |  |  | SLM |  |  | REM
| - | #N/A | #N/A | #N/A | Material Claiming | 0 |  |  | 0 |  |  |  | 0 |  |  | SLM |  |  | REM
| - | #N/A | #N/A | #N/A | Material Claiming | 0 |  |  | 0 |  |  |  | 0 |  |  | SLM |  |  | REM
| - | #N/A | #N/A | #N/A | Material Claiming | 0 |  |  | 0 |  |  |  | 0 |  |  | SLM |  |  | REM
| - | #N/A | #N/A | #N/A | Material Claiming | 0 |  |  | 0 |  |  |  | 0 |  |  | SLM |  |  | REM
| - | #N/A | #N/A | #N/A | Material Claiming | 0 |  |  | 0 |  |  |  | 0 |  |  | SLM |  |  | REM
| - | #N/A | #N/A | #N/A | Material Claiming | 0 |  |  | 0 |  |  |  | 0 |  |  | SLM |  |  | REM
| - | #N/A | #N/A | #N/A | Material Claiming | 0 |  |  | 0 |  |  |  | 0 |  |  | SLM |  |  | REM
| - | #N/A | #N/A | #N/A | Material Claiming | 0 |  |  | 0 |  |  |  | 0 |  |  | SLM |  |  | REM
| - | #N/A | #N/A | #N/A | Material Claiming | 0 |  |  | 0 |  |  |  | 0 |  |  | SLM |  |  | REM
| - | #N/A | #N/A | #N/A | Material Claiming | 0 |  |  | 0 |  |  |  | 0 |  |  | SLM |  |  | REM
| - | #N/A | #N/A | #N/A | Material Claiming | 0 |  |  | 0 |  |  |  | 0 |  |  | SLM |  |  | REM
| - | #N/A | #N/A | #N/A | Material Claiming | 0 |  |  | 0 |  |  |  | 0 |  |  | SLM |  |  | REM
| - | #N/A | #N/A | #N/A | Material Claiming | 0 |  |  | 0 |  |  |  | 0 |  |  | SLM |  |  | REM
| - | #N/A | #N/A | #N/A | Material Claiming | 0 |  |  | 0 |  |  |  | 0 |  |  | SLM |  |  | REM
| - | #N/A | #N/A | #N/A | Material Claiming | 0 |  |  | 0 |  |  |  | 0 |  |  | SLM |  |  | REM
| - | #N/A | #N/A | #N/A | Material Claiming | 0 |  |  | 0 |  |  |  | 0 |  |  | SLM |  |  | REM
| - | #N/A | #N/A | #N/A | Material Claiming | 0 |  |  | 0 |  |  |  | 0 |  |  | SLM |  |  | REM
| - | #N/A | #N/A | #N/A | Material Claiming | 0 |  |  | 0 |  |  |  | 0 |  |  | SLM |  |  | REM
| - | #N/A | #N/A | #N/A | Material Claiming | 0 |  |  | 0 |  |  |  | 0 |  |  | SLM |  |  | REM
| - | #N/A | #N/A | #N/A | Material Claiming | 0 |  |  | 0 |  |  |  | 0 |  |  | SLM |  |  | REM
| - | #N/A | #N/A | #N/A | Material Claiming | 0 |  |  | 0 |  |  |  | 0 |  |  | SLM |  |  | REM
| - | #N/A | #N/A | #N/A | Material Claiming | 0 |  |  | 0 |  |  |  | 0 |  |  | SLM |  |  | REM
| - | #N/A | #N/A | #N/A | Material Claiming | 0 |  |  | 0 |  |  |  | 0 |  |  | SLM |  |  | REM
| - | #N/A | #N/A | #N/A | Material Claiming | 0 |  |  | 0 |  |  |  | 0 |  |  | SLM |  |  | REM
| - | #N/A | #N/A | #N/A | Material Claiming | 0 |  |  | 0 |  |  |  | 0 |  |  | SLM |  |  | REM
| - | #N/A | #N/A | #N/A | Material Claiming | 0 |  |  | 0 |  |  |  | 0 |  |  | SLM |  |  | REM
| - | #N/A | #N/A | #N/A | Material Claiming | 0 |  |  | 0 |  |  |  | 0 |  |  | SLM |  |  | REM
| - | #N/A | #N/A | #N/A | Material Claiming | 0 |  |  | 0 |  |  |  | 0 |  |  | SLM |  |  | REM
| - | #N/A | #N/A | #N/A | Material Claiming | 0 |  |  | 0 |  |  |  | 0 |  |  | SLM |  |  | REM
| - | #N/A | #N/A | #N/A | Material Claiming | 0 |  |  | 0 |  |  |  | 0 |  |  | SLM |  |  | REM
| - | #N/A | #N/A | #N/A | Material Claiming | 0 |  |  | 0 |  |  |  | 0 |  |  | SLM |  |  | REM
| - | #N/A | #N/A | #N/A | Material Claiming | 0 |  |  | 0 |  |  |  | 0 |  |  | SLM |  |  | REM
| - | #N/A | #N/A | #N/A | Material Claiming | 0 |  |  | 0 |  |  |  | 0 |  |  | SLM |  |  | REM
| - | #N/A | #N/A | #N/A | Material Claiming | 0 |  |  | 0 |  |  |  | 0 |  |  | SLM |  |  | REM
| - | #N/A | #N/A | #N/A | Material Claiming | 0 |  |  | 0 |  |  |  | 0 |  |  | SLM |  |  | REM
| - | #N/A | #N/A | #N/A | Material Claiming | 0 |  |  | 0 |  |  |  | 0 |  |  | SLM |  |  | REM
| - | #N/A | #N/A | #N/A | Material Claiming | 0 |  |  | 0 |  |  |  | 0 |  |  | SLM |  |  | REM
| - | #N/A | #N/A | #N/A | Material Claiming | 0 |  |  | 0 |  |  |  | 0 |  |  | SLM |  |  | REM
| - | #N/A | #N/A | #N/A | Material Claiming | 0 |  |  | 0 |  |  |  | 0 |  |  | SLM |  |  | REM
| - | #N/A | #N/A | #N/A | Material Claiming | 0 |  |  | 0 |  |  |  | 0 |  |  | SLM |  |  | REM
| - | #N/A | #N/A | #N/A | Material Claiming | 0 |  |  | 0 |  |  |  | 0 |  |  | SLM |  |  | REM
| - | #N/A | #N/A | #N/A | Material Claiming | 0 |  |  | 0 |  |  |  | 0 |  |  | SLM |  |  | REM
| - | #N/A | #N/A | #N/A | Material Claiming | 0 |  |  | 0 |  |  |  | 0 |  |  | SLM |  |  | REM
| - | #N/A | #N/A | #N/A | Material Claiming | 0 |  |  | 0 |  |  |  | 0 |  |  | SLM |  |  | REM
| - | #N/A | #N/A | #N/A | Material Claiming | 0 |  |  | 0 |  |  |  | 0 |  |  | SLM |  |  | REM
| - | #N/A | #N/A | #N/A | Material Claiming | 0 |  |  | 0 |  |  |  | 0 |  |  | SLM |  |  | REM
| - | #N/A | #N/A | #N/A | Material Claiming | 0 |  |  | 0 |  |  |  | 0 |  |  | SLM |  |  | REM
| - | #N/A | #N/A | #N/A | Material Claiming | 0 |  |  | 0 |  |  |  | 0 |  |  | SLM |  |  | REM
| - | #N/A | #N/A | #N/A | Material Claiming | 0 |  |  | 0 |  |  |  | 0 |  |  | SLM |  |  | REM
| - | #N/A | #N/A | #N/A | Material Claiming | 0 |  |  | 0 |  |  |  | 0 |  |  | SLM |  |  | REM
| - | #N/A | #N/A | #N/A | Material Claiming | 0 |  |  | 0 |  |  |  | 0 |  |  | SLM |  |  | REM
| - | #N/A | #N/A | #N/A | Material Claiming | 0 |  |  | 0 |  |  |  | 0 |  |  | SLM |  |  | REM
| - | #N/A | #N/A | #N/A | Material Claiming | 0 |  |  | 0 |  |  |  | 0 |  |  | SLM |  |  | REM
| - | #N/A | #N/A | #N/A | Material Claiming | 0 |  |  | 0 |  |  |  | 0 |  |  | SLM |  |  | REM
| - | #N/A | #N/A | #N/A | Material Claiming | 0 |  |  | 0 |  |  |  | 0 |  |  | SLM |  |  | REM
| - | #N/A | #N/A | #N/A | Material Claiming | 0 |  |  | 0 |  |  |  | 0 |  |  | SLM |  |  | REM
| - | #N/A | #N/A | #N/A | Material Claiming | 0 |  |  | 0 |  |  |  | 0 |  |  | SLM |  |  | REM
| - | #N/A | #N/A | #N/A | Material Claiming | 0 |  |  | 0 |  |  |  | 0 |  |  | SLM |  |  | REM
| - | #N/A | #N/A | #N/A | Material Claiming | 0 |  |  | 0 |  |  |  | 0 |  |  | SLM |  |  | REM
| - | #N/A | #N/A | #N/A | Material Claiming | 0 |  |  | 0 |  |  |  | 0 |  |  | SLM |  |  | REM
| - | #N/A | #N/A | #N/A | Material Claiming | 0 |  |  | 0 |  |  |  | 0 |  |  | SLM |  |  | REM
| - | #N/A | #N/A | #N/A | Material Claiming | 0 |  |  | 0 |  |  |  | 0 |  |  | SLM |  |  | REM
| - | #N/A | #N/A | #N/A | Material Claiming | 0 |  |  | 0 |  |  |  | 0 |  |  | SLM |  |  | REM
| - | #N/A | #N/A | #N/A | Material Claiming | 0 |  |  | 0 |  |  |  | 0 |  |  | SLM |  |  | REM
| - | #N/A | #N/A | #N/A | Material Claiming | 0 |  |  | 0 |  |  |  | 0 |  |  | SLM |  |  | REM
| - | #N/A | #N/A | #N/A | Material Claiming | 0 |  |  | 0 |  |  |  | 0 |  |  | SLM |  |  | REM
| - | #N/A | #N/A | #N/A | Material Claiming | 0 |  |  | 0 |  |  |  | 0 |  |  | SLM |  |  | REM
| - | #N/A | #N/A | #N/A | Material Claiming | 0 |  |  | 0 |  |  |  | 0 |  |  | SLM |  |  | REM
| - | #N/A | #N/A | #N/A | Material Claiming | 0 |  |  | 0 |  |  |  | 0 |  |  | SLM |  |  | REM
| - | #N/A | #N/A | #N/A | Material Claiming | 0 |  |  | 0 |  |  |  | 0 |  |  | SLM |  |  | REM
| - | #N/A | #N/A | #N/A | Material Claiming | 0 |  |  | 0 |  |  |  | 0 |  |  | SLM |  |  | REM
| - | #N/A | #N/A | #N/A | Material Claiming | 0 |  |  | 0 |  |  |  | 0 |  |  | SLM |  |  | REM
| - | #N/A | #N/A | #N/A | Material Claiming | 0 |  |  | 0 |  |  |  | 0 |  |  | SLM |  |  | REM
| - | #N/A | #N/A | #N/A | Material Claiming | 0 |  |  | 0 |  |  |  | 0 |  |  | SLM |  |  | REM
| - | #N/A | #N/A | #N/A | Material Claiming | 0 |  |  | 0 |  |  |  | 0 |  |  | SLM |  |  | REM
| - | #N/A | #N/A | #N/A | Material Claiming | 0 |  |  | 0 |  |  |  | 0 |  |  | SLM |  |  | REM
| - | #N/A | #N/A | #N/A | Material Claiming | 0 |  |  | 0 |  |  |  | 0 |  |  | SLM |  |  | REM
| - | #N/A | #N/A | #N/A | Material Claiming | 0 |  |  | 0 |  |  |  | 0 |  |  | SLM |  |  | REM
| - | #N/A | #N/A | #N/A | Material Claiming | 0 |  |  | 0 |  |  |  | 0 |  |  | SLM |  |  | REM
| - | #N/A | #N/A | #N/A | Material Claiming | 0 |  |  | 0 |  |  |  | 0 |  |  | SLM |  |  | REM
| - | #N/A | #N/A | #N/A | Material Claiming | 0 |  |  | 0 |  |  |  | 0 |  |  | SLM |  |  | REM
| - | #N/A | #N/A | #N/A | Material Claiming | 0 |  |  | 0 |  |  |  | 0 |  |  | SLM |  |  | REM
| - | #N/A | #N/A | #N/A | Material Claiming | 0 |  |  | 0 |  |  |  | 0 |  |  | SLM |  |  | REM
| - | #N/A | #N/A | #N/A | Material Claiming | 0 |  |  | 0 |  |  |  | 0 |  |  | SLM |  |  | REM
| - | #N/A | #N/A | #N/A | Material Claiming | 0 |  |  | 0 |  |  |  | 0 |  |  | SLM |  |  | REM
| - | #N/A | #N/A | #N/A | Material Claiming | 0 |  |  | 0 |  |  |  | 0 |  |  | SLM |  |  | REM
| - | #N/A | #N/A | #N/A | Material Claiming | 0 |  |  | 0 |  |  |  | 0 |  |  | SLM |  |  | REM
| - | #N/A | #N/A | #N/A | Material Claiming | 0 |  |  | 0 |  |  |  | 0 |  |  | SLM |  |  | REM
| - | #N/A | #N/A | #N/A | Material Claiming | 0 |  |  | 0 |  |  |  | 0 |  |  | SLM |  |  | REM
| - | #N/A | #N/A | #N/A | Material Claiming | 0 |  |  | 0 |  |  |  | 0 |  |  | SLM |  |  | REM
| - | #N/A | #N/A | #N/A | Material Claiming | 0 |  |  | 0 |  |  |  | 0 |  |  | SLM |  |  | REM
| - | #N/A | #N/A | #N/A | Material Claiming | 0 |  |  | 0 |  |  |  | 0 |  |  | SLM |  |  | REM
| - | #N/A | #N/A | #N/A | Material Claiming | 0 |  |  | 0 |  |  |  | 0 |  |  | SLM |  |  | REM
| - | #N/A | #N/A | #N/A | Material Claiming | 0 |  |  | 0 |  |  |  | 0 |  |  | SLM |  |  | REM
| - | #N/A | #N/A | #N/A | Material Claiming | 0 |  |  | 0 |  |  |  | 0 |  |  | SLM |  |  | REM
| - | #N/A | #N/A | #N/A | Material Claiming | 0 |  |  | 0 |  |  |  | 0 |  |  | SLM |  |  | REM
| - | #N/A | #N/A | #N/A | Material Claiming | 0 |  |  | 0 |  |  |  | 0 |  |  | SLM |  |  | REM
| - | #N/A | #N/A | #N/A | Material Claiming | 0 |  |  | 0 |  |  |  | 0 |  |  | SLM |  |  | REM
| - | #N/A | #N/A | #N/A | Material Claiming | 0 |  |  | 0 |  |  |  | 0 |  |  | SLM |  |  | REM
| - | #N/A | #N/A | #N/A | Material Claiming | 0 |  |  | 0 |  |  |  | 0 |  |  | SLM |  |  | REM
| - | #N/A | #N/A | #N/A | Material Claiming | 0 |  |  | 0 |  |  |  | 0 |  |  | SLM |  |  | REM
| - | #N/A | #N/A | #N/A | Material Claiming | 0 |  |  | 0 |  |  |  | 0 |  |  | SLM |  |  | REM
| - | #N/A | #N/A | #N/A | Material Claiming | 0 |  |  | 0 |  |  |  | 0 |  |  | SLM |  |  | REM
| - | #N/A | #N/A | #N/A | Material Claiming | 0 |  |  | 0 |  |  |  | 0 |  |  | SLM |  |  | REM
| - | #N/A | #N/A | #N/A | Material Claiming | 0 |  |  | 0 |  |  |  | 0 |  |  | SLM |  |  | REM
| - | #N/A | #N/A | #N/A | Material Claiming | 0 |  |  | 0 |  |  |  | 0 |  |  | SLM |  |  | REM
| - | #N/A | #N/A | #N/A | Material Claiming | 0 |  |  | 0 |  |  |  | 0 |  |  | SLM |  |  | REM
| - | #N/A | #N/A | #N/A | Material Claiming | 0 |  |  | 0 |  |  |  | 0 |  |  | SLM |  |  | REM
| - | #N/A | #N/A | #N/A | Material Claiming | 0 |  |  | 0 |  |  |  | 0 |  |  | SLM |  |  | REM
| - | #N/A | #N/A | #N/A | Material Claiming | 0 |  |  | 0 |  |  |  | 0 |  |  | SLM |  |  | REM
| - | #N/A | #N/A | #N/A | Material Claiming | 0 |  |  | 0 |  |  |  | 0 |  |  | SLM |  |  | REM
| - | #N/A | #N/A | #N/A | Material Claiming | 0 |  |  | 0 |  |  |  | 0 |  |  | SLM |  |  | REM
| - | #N/A | #N/A | #N/A | Material Claiming | 0 |  |  | 0 |  |  |  | 0 |  |  | SLM |  |  | REM
| - | #N/A | #N/A | #N/A | Material Claiming | 0 |  |  | 0 |  |  |  | 0 |  |  | SLM |  |  | REM
| - | #N/A | #N/A | #N/A | Material Claiming | 0 |  |  | 0 |  |  |  | 0 |  |  | SLM |  |  | REM
| - | #N/A | #N/A | #N/A | Material Claiming | 0 |  |  | 0 |  |  |  | 0 |  |  | SLM |  |  | REM
| - | #N/A | #N/A | #N/A | Material Claiming | 0 |  |  | 0 |  |  |  | 0 |  |  | SLM |  |  | REM
| - | #N/A | #N/A | #N/A | Material Claiming | 0 |  |  | 0 |  |  |  | 0 |  |  | SLM |  |  | REM
| - | #N/A | #N/A | #N/A | Material Claiming | 0 |  |  | 0 |  |  |  | 0 |  |  | SLM |  |  | REM
| - | #N/A | #N/A | #N/A | Material Claiming | 0 |  |  | 0 |  |  |  | 0 |  |  | SLM |  |  | REM
| - | #N/A | #N/A | #N/A | Material Claiming | 0 |  |  | 0 |  |  |  | 0 |  |  | SLM |  |  | REM
| - | #N/A | #N/A | #N/A | Material Claiming | 0 |  |  | 0 |  |  |  | 0 |  |  | SLM |  |  | REM
| - | #N/A | #N/A | #N/A | Material Claiming | 0 |  |  | 0 |  |  |  | 0 |  |  | SLM |  |  | REM
| - | #N/A | #N/A | #N/A | Material Claiming | 0 |  |  | 0 |  |  |  | 0 |  |  | SLM |  |  | REM
| - | #N/A | #N/A | #N/A | Material Claiming | 0 |  |  | 0 |  |  |  | 0 |  |  | SLM |  |  | REM
| - | #N/A | #N/A | #N/A | Material Claiming | 0 |  |  | 0 |  |  |  | 0 |  |  | SLM |  |  | REM
| - | #N/A | #N/A | #N/A | Material Claiming | 0 |  |  | 0 |  |  |  | 0 |  |  | SLM |  |  | REM
| - | #N/A | #N/A | #N/A | Material Claiming | 0 |  |  | 0 |  |  |  | 0 |  |  | SLM |  |  | REM
| - | #N/A | #N/A | #N/A | Material Claiming | 0 |  |  | 0 |  |  |  | 0 |  |  | SLM |  |  | REM
| - | #N/A | #N/A | #N/A | Material Claiming | 0 |  |  | 0 |  |  |  | 0 |  |  | SLM |  |  | REM
| - | #N/A | #N/A | #N/A | Material Claiming | 0 |  |  | 0 |  |  |  | 0 |  |  | SLM |  |  | REM
| - | #N/A | #N/A | #N/A | Material Claiming | 0 |  |  | 0 |  |  |  | 0 |  |  | SLM |  |  | REM
| - | #N/A | #N/A | #N/A | Material Claiming | 0 |  |  | 0 |  |  |  | 0 |  |  | SLM |  |  | REM
| - | #N/A | #N/A | #N/A | Material Claiming | 0 |  |  | 0 |  |  |  | 0 |  |  | SLM |  |  | REM
| - | #N/A | #N/A | #N/A | Material Claiming | 0 |  |  | 0 |  |  |  | 0 |  |  | SLM |  |  | REM
| - | #N/A | #N/A | #N/A | Material Claiming | 0 |  |  | 0 |  |  |  | 0 |  |  | SLM |  |  | REM
| - | #N/A | #N/A | #N/A | Material Claiming | 0 |  |  | 0 |  |  |  | 0 |  |  | SLM |  |  | REM
| - | #N/A | #N/A | #N/A | Material Claiming | 0 |  |  | 0 |  |  |  | 0 |  |  | SLM |  |  | REM
| - | #N/A | #N/A | #N/A | Material Claiming | 0 |  |  | 0 |  |  |  | 0 |  |  | SLM |  |  | REM
| - | #N/A | #N/A | #N/A | Material Claiming | 0 |  |  | 0 |  |  |  | 0 |  |  | SLM |  |  | REM
| - | #N/A | #N/A | #N/A | Material Claiming | 0 |  |  | 0 |  |  |  | 0 |  |  | SLM |  |  | REM
| - | #N/A | #N/A | #N/A | Material Claiming | 0 |  |  | 0 |  |  |  | 0 |  |  | SLM |  |  | REM
| - | #N/A | #N/A | #N/A | Material Claiming | 0 |  |  | 0 |  |  |  | 0 |  |  | SLM |  |  | REM
| - | #N/A | #N/A | #N/A | Material Claiming | 0 |  |  | 0 |  |  |  | 0 |  |  | SLM |  |  | REM
| - | #N/A | #N/A | #N/A | Material Claiming | 0 |  |  | 0 |  |  |  | 0 |  |  | SLM |  |  | REM
| - | #N/A | #N/A | #N/A | Material Claiming | 0 |  |  | 0 |  |  |  | 0 |  |  | SLM |  |  | REM
| - | #N/A | #N/A | #N/A | Material Claiming | 0 |  |  | 0 |  |  |  | 0 |  |  | SLM |  |  | REM
| - | #N/A | #N/A | #N/A | Material Claiming | 0 |  |  | 0 |  |  |  | 0 |  |  | SLM |  |  | REM
| - | #N/A | #N/A | #N/A | Material Claiming | 0 |  |  | 0 |  |  |  | 0 |  |  | SLM |  |  | REM
| - | #N/A | #N/A | #N/A | Material Claiming | 0 |  |  | 0 |  |  |  | 0 |  |  | SLM |  |  | REM
| - | #N/A | #N/A | #N/A | Material Claiming | 0 |  |  | 0 |  |  |  | 0 |  |  | SLM |  |  | REM
| - | #N/A | #N/A | #N/A | Material Claiming | 0 |  |  | 0 |  |  |  | 0 |  |  | SLM |  |  | REM
| - | #N/A | #N/A | #N/A | Material Claiming | 0 |  |  | 0 |  |  |  | 0 |  |  | SLM |  |  | REM
| - | #N/A | #N/A | #N/A | Material Claiming | 0 |  |  | 0 |  |  |  | 0 |  |  | SLM |  |  | REM
| - | #N/A | #N/A | #N/A | Material Claiming | 0 |  |  | 0 |  |  |  | 0 |  |  | SLM |  |  | REM
| - | #N/A | #N/A | #N/A | Material Claiming | 0 |  |  | 0 |  |  |  | 0 |  |  | SLM |  |  | REM
| - | #N/A | #N/A | #N/A | Material Claiming | 0 |  |  | 0 |  |  |  | 0 |  |  | SLM |  |  | REM
| - | #N/A | #N/A | #N/A | Material Claiming | 0 |  |  | 0 |  |  |  | 0 |  |  | SLM |  |  | REM
| - | #N/A | #N/A | #N/A | Material Claiming | 0 |  |  | 0 |  |  |  | 0 |  |  | SLM |  |  | REM
| - | #N/A | #N/A | #N/A | Material Claiming | 0 |  |  | 0 |  |  |  | 0 |  |  | SLM |  |  | REM
| - | #N/A | #N/A | #N/A | Material Claiming | 0 |  |  | 0 |  |  |  | 0 |  |  | SLM |  |  | REM
| - | #N/A | #N/A | #N/A | Material Claiming | 0 |  |  | 0 |  |  |  | 0 |  |  | SLM |  |  | REM
| - | #N/A | #N/A | #N/A | Material Claiming | 0 |  |  | 0 |  |  |  | 0 |  |  | SLM |  |  | REM
| - | #N/A | #N/A | #N/A | Material Claiming | 0 |  |  | 0 |  |  |  | 0 |  |  | SLM |  |  | REM
| - | #N/A | #N/A | #N/A | Material Claiming | 0 |  |  | 0 |  |  |  | 0 |  |  | SLM |  |  | REM
| - | #N/A | #N/A | #N/A | Material Claiming | 0 |  |  | 0 |  |  |  | 0 |  |  | SLM |  |  | REM
| - | #N/A | #N/A | #N/A | Material Claiming | 0 |  |  | 0 |  |  |  | 0 |  |  | SLM |  |  | REM
| - | #N/A | #N/A | #N/A | Material Claiming | 0 |  |  | 0 |  |  |  | 0 |  |  | SLM |  |  | REM
| - | #N/A | #N/A | #N/A | Material Claiming | 0 |  |  | 0 |  |  |  | 0 |  |  | SLM |  |  | REM
| - | #N/A | #N/A | #N/A | Material Claiming | 0 |  |  | 0 |  |  |  | 0 |  |  | SLM |  |  | REM
| - | #N/A | #N/A | #N/A | Material Claiming | 0 |  |  | 0 |  |  |  | 0 |  |  | SLM |  |  | REM
| - | #N/A | #N/A | #N/A | Material Claiming | 0 |  |  | 0 |  |  |  | 0 |  |  | SLM |  |  | REM
| - | #N/A | #N/A | #N/A | Material Claiming | 0 |  |  | 0 |  |  |  | 0 |  |  | SLM |  |  | REM
| - | #N/A | #N/A | #N/A | Material Claiming | 0 |  |  | 0 |  |  |  | 0 |  |  | SLM |  |  | REM
| - | #N/A | #N/A | #N/A | Material Claiming | 0 |  |  | 0 |  |  |  | 0 |  |  | SLM |  |  | REM
| - | #N/A | #N/A | #N/A | Material Claiming | 0 |  |  | 0 |  |  |  | 0 |  |  | SLM |  |  | REM
| - | #N/A | #N/A | #N/A | Material Claiming | 0 |  |  | 0 |  |  |  | 0 |  |  | SLM |  |  | REM
| - | #N/A | #N/A | #N/A | Material Claiming | 0 |  |  | 0 |  |  |  | 0 |  |  | SLM |  |  | REM
| - | #N/A | #N/A | #N/A | Material Claiming | 0 |  |  | 0 |  |  |  | 0 |  |  | SLM |  |  | REM
| - | #N/A | #N/A | #N/A | Material Claiming | 0 |  |  | 0 |  |  |  | 0 |  |  | SLM |  |  | REM
| - | #N/A | #N/A | #N/A | Material Claiming | 0 |  |  | 0 |  |  |  | 0 |  |  | SLM |  |  | REM
| - | #N/A | #N/A | #N/A | Material Claiming | 0 |  |  | 0 |  |  |  | 0 |  |  | SLM |  |  | REM
| - | #N/A | #N/A | #N/A | Material Claiming | 0 |  |  | 0 |  |  |  | 0 |  |  | SLM |  |  | REM
| - | #N/A | #N/A | #N/A | Material Claiming | 0 |  |  | 0 |  |  |  | 0 |  |  | SLM |  |  | REM
| - | #N/A | #N/A | #N/A | Material Claiming | 0 |  |  | 0 |  |  |  | 0 |  |  | SLM |  |  | REM
| - | #N/A | #N/A | #N/A | Material Claiming | 0 |  |  | 0 |  |  |  | 0 |  |  | SLM |  |  | REM
| - | #N/A | #N/A | #N/A | Material Claiming | 0 |  |  | 0 |  |  |  | 0 |  |  | SLM |  |  | REM
| - | #N/A | #N/A | #N/A | Material Claiming | 0 |  |  | 0 |  |  |  | 0 |  |  | SLM |  |  | REM
| - | #N/A | #N/A | #N/A | Material Claiming | 0 |  |  | 0 |  |  |  | 0 |  |  | SLM |  |  | REM
| - | #N/A | #N/A | #N/A | Material Claiming | 0 |  |  | 0 |  |  |  | 0 |  |  | SLM |  |  | REM
| - | #N/A | #N/A | #N/A | Material Claiming | 0 |  |  | 0 |  |  |  | 0 |  |  | SLM |  |  | REM
| - | #N/A | #N/A | #N/A | Material Claiming | 0 |  |  | 0 |  |  |  | 0 |  |  | SLM |  |  | REM
| - | #N/A | #N/A | #N/A | Material Claiming | 0 |  |  | 0 |  |  |  | 0 |  |  | SLM |  |  | REM
| - | #N/A | #N/A | #N/A | Material Claiming | 0 |  |  | 0 |  |  |  | 0 |  |  | SLM |  |  | REM
| - | #N/A | #N/A | #N/A | Material Claiming | 0 |  |  | 0 |  |  |  | 0 |  |  | SLM |  |  | REM
| - | #N/A | #N/A | #N/A | Material Claiming | 0 |  |  | 0 |  |  |  | 0 |  |  | SLM |  |  | REM
| - | #N/A | #N/A | #N/A | Material Claiming | 0 |  |  | 0 |  |  |  | 0 |  |  | SLM |  |  | REM
| - | #N/A | #N/A | #N/A | Material Claiming | 0 |  |  | 0 |  |  |  | 0 |  |  | SLM |  |  | REM
| - | #N/A | #N/A | #N/A | Material Claiming | 0 |  |  | 0 |  |  |  | 0 |  |  | SLM |  |  | REM
| - | #N/A | #N/A | #N/A | Material Claiming | 0 |  |  | 0 |  |  |  | 0 |  |  | SLM |  |  | REM
| - | #N/A | #N/A | #N/A | Material Claiming | 0 |  |  | 0 |  |  |  | 0 |  |  | SLM |  |  | REM
| - | #N/A | #N/A | #N/A | Material Claiming | 0 |  |  | 0 |  |  |  | 0 |  |  | SLM |  |  | REM
| - | #N/A | #N/A | #N/A | Material Claiming | 0 |  |  | 0 |  |  |  | 0 |  |  | SLM |  |  | REM
| - | #N/A | #N/A | #N/A | Material Claiming | 0 |  |  | 0 |  |  |  | 0 |  |  | SLM |  |  | REM
| - | #N/A | #N/A | #N/A | Material Claiming | 0 |  |  | 0 |  |  |  | 0 |  |  | SLM |  |  | REM
| - | #N/A | #N/A | #N/A | Material Claiming | 0 |  |  | 0 |  |  |  | 0 |  |  | SLM |  |  | REM
| - | #N/A | #N/A | #N/A | Material Claiming | 0 |  |  | 0 |  |  |  | 0 |  |  | SLM |  |  | REM
| - | #N/A | #N/A | #N/A | Material Claiming | 0 |  |  | 0 |  |  |  | 0 |  |  | SLM |  |  | REM
| - | #N/A | #N/A | #N/A | Material Claiming | 0 |  |  | 0 |  |  |  | 0 |  |  | SLM |  |  | REM
| - | #N/A | #N/A | #N/A | Material Claiming | 0 |  |  | 0 |  |  |  | 0 |  |  | SLM |  |  | REM
| - | #N/A | #N/A | #N/A | Material Claiming | 0 |  |  | 0 |  |  |  | 0 |  |  | SLM |  |  | REM
| - | #N/A | #N/A | #N/A | Material Claiming | 0 |  |  | 0 |  |  |  | 0 |  |  | SLM |  |  | REM
| - | #N/A | #N/A | #N/A | Material Claiming | 0 |  |  | 0 |  |  |  | 0 |  |  | SLM |  |  | REM
| - | #N/A | #N/A | #N/A | Material Claiming | 0 |  |  | 0 |  |  |  | 0 |  |  | SLM |  |  | REM
| - | #N/A | #N/A | #N/A | Material Claiming | 0 |  |  | 0 |  |  |  | 0 |  |  | SLM |  |  | REM
| - | #N/A | #N/A | #N/A | Material Claiming | 0 |  |  | 0 |  |  |  | 0 |  |  | SLM |  |  | REM
| - | #N/A | #N/A | #N/A | Material Claiming | 0 |  |  | 0 |  |  |  | 0 |  |  | SLM |  |  | REM
| - | #N/A | #N/A | #N/A | Material Claiming | 0 |  |  | 0 |  |  |  | 0 |  |  | SLM |  |  | REM
| - | #N/A | #N/A | #N/A | Material Claiming | 0 |  |  | 0 |  |  |  | 0 |  |  | SLM |  |  | REM
| - | #N/A | #N/A | #N/A | Material Claiming | 0 |  |  | 0 |  |  |  | 0 |  |  | SLM |  |  | REM
| - | #N/A | #N/A | #N/A | Material Claiming | 0 |  |  | 0 |  |  |  | 0 |  |  | SLM |  |  | REM
| - | #N/A | #N/A | #N/A | Material Claiming | 0 |  |  | 0 |  |  |  | 0 |  |  | SLM |  |  | REM
| - | #N/A | #N/A | #N/A | Material Claiming | 0 |  |  | 0 |  |  |  | 0 |  |  | SLM |  |  | REM
| - | #N/A | #N/A | #N/A | Material Claiming | 0 |  |  | 0 |  |  |  | 0 |  |  | SLM |  |  | REM
| - | #N/A | #N/A | #N/A | Material Claiming | 0 |  |  | 0 |  |  |  | 0 |  |  | SLM |  |  | REM
| - | #N/A | #N/A | #N/A | Material Claiming | 0 |  |  | 0 |  |  |  | 0 |  |  | SLM |  |  | REM
| - | #N/A | #N/A | #N/A | Material Claiming | 0 |  |  | 0 |  |  |  | 0 |  |  | SLM |  |  | REM
| - | #N/A | #N/A | #N/A | Material Claiming | 0 |  |  | 0 |  |  |  | 0 |  |  | SLM |  |  | REM
| - | #N/A | #N/A | #N/A | Material Claiming | 0 |  |  | 0 |  |  |  | 0 |  |  | SLM |  |  | REM
| - | #N/A | #N/A | #N/A | Material Claiming | 0 |  |  | 0 |  |  |  | 0 |  |  | SLM |  |  | REM
| - | #N/A | #N/A | #N/A | Material Claiming | 0 |  |  | 0 |  |  |  | 0 |  |  | SLM |  |  | REM
| - | #N/A | #N/A | #N/A | Material Claiming | 0 |  |  | 0 |  |  |  | 0 |  |  | SLM |  |  | REM
| - | #N/A | #N/A | #N/A | Material Claiming | 0 |  |  | 0 |  |  |  | 0 |  |  | SLM |  |  | REM
| - | #N/A | #N/A | #N/A | Material Claiming | 0 |  |  | 0 |  |  |  | 0 |  |  | SLM |  |  | REM
| - | #N/A | #N/A | #N/A | Material Claiming | 0 |  |  | 0 |  |  |  | 0 |  |  | SLM |  |  | REM
| - | #N/A | #N/A | #N/A | Material Claiming | 0 |  |  | 0 |  |  |  | 0 |  |  | SLM |  |  | REM
| - | #N/A | #N/A | #N/A | Material Claiming | 0 |  |  | 0 |  |  |  | 0 |  |  | SLM |  |  | REM
| - | #N/A | #N/A | #N/A | Material Claiming | 0 |  |  | 0 |  |  |  | 0 |  |  | SLM |  |  | REM
| - | #N/A | #N/A | #N/A | Material Claiming | 0 |  |  | 0 |  |  |  | 0 |  |  | SLM |  |  | REM
| - | #N/A | #N/A | #N/A | Material Claiming | 0 |  |  | 0 |  |  |  | 0 |  |  | SLM |  |  | REM
| - | #N/A | #N/A | #N/A | Material Claiming | 0 |  |  | 0 |  |  |  | 0 |  |  | SLM |  |  | REM
| - | #N/A | #N/A | #N/A | Material Claiming | 0 |  |  | 0 |  |  |  | 0 |  |  | SLM |  |  | REM
| - | #N/A | #N/A | #N/A | Material Claiming | 0 |  |  | 0 |  |  |  | 0 |  |  | SLM |  |  | REM
| - | #N/A | #N/A | #N/A | Material Claiming | 0 |  |  | 0 |  |  |  | 0 |  |  | SLM |  |  | REM
| - | #N/A | #N/A | #N/A | Material Claiming | 0 |  |  | 0 |  |  |  | 0 |  |  | SLM |  |  | REM
| - | #N/A | #N/A | #N/A | Material Claiming | 0 |  |  | 0 |  |  |  | 0 |  |  | SLM |  |  | REM
| - | #N/A | #N/A | #N/A | Material Claiming | 0 |  |  | 0 |  |  |  | 0 |  |  | SLM |  |  | REM
| - | #N/A | #N/A | #N/A | Material Claiming | 0 |  |  | 0 |  |  |  | 0 |  |  | SLM |  |  | REM
| - | #N/A | #N/A | #N/A | Material Claiming | 0 |  |  | 0 |  |  |  | 0 |  |  | SLM |  |  | REM
| - | #N/A | #N/A | #N/A | Material Claiming | 0 |  |  | 0 |  |  |  | 0 |  |  | SLM |  |  | REM
| - | #N/A | #N/A | #N/A | Material Claiming | 0 |  |  | 0 |  |  |  | 0 |  |  | SLM |  |  | REM
| - | #N/A | #N/A | #N/A | Material Claiming | 0 |  |  | 0 |  |  |  | 0 |  |  | SLM |  |  | REM
| - | #N/A | #N/A | #N/A | Material Claiming | 0 |  |  | 0 |  |  |  | 0 |  |  | SLM |  |  | REM
| - | #N/A | #N/A | #N/A | Material Claiming | 0 |  |  | 0 |  |  |  | 0 |  |  | SLM |  |  | REM
| - | #N/A | #N/A | #N/A | Material Claiming | 0 |  |  | 0 |  |  |  | 0 |  |  | SLM |  |  | REM
| - | #N/A | #N/A | #N/A | Material Claiming | 0 |  |  | 0 |  |  |  | 0 |  |  | SLM |  |  | REM
| - | #N/A | #N/A | #N/A | Material Claiming | 0 |  |  | 0 |  |  |  | 0 |  |  | SLM |  |  | REM
| - | #N/A | #N/A | #N/A | Material Claiming | 0 |  |  | 0 |  |  |  | 0 |  |  | SLM |  |  | REM
| - | #N/A | #N/A | #N/A | Material Claiming | 0 |  |  | 0 |  |  |  | 0 |  |  | SLM |  |  | REM
| - | #N/A | #N/A | #N/A | Material Claiming | 0 |  |  | 0 |  |  |  | 0 |  |  | SLM |  |  | REM
| - | #N/A | #N/A | #N/A | Material Claiming | 0 |  |  | 0 |  |  |  | 0 |  |  | SLM |  |  | REM
| - | #N/A | #N/A | #N/A | Material Claiming | 0 |  |  | 0 |  |  |  | 0 |  |  | SLM |  |  | REM
| - | #N/A | #N/A | #N/A | Material Claiming | 0 |  |  | 0 |  |  |  | 0 |  |  | SLM |  |  | REM
| - | #N/A | #N/A | #N/A | Material Claiming | 0 |  |  | 0 |  |  |  | 0 |  |  | SLM |  |  | REM
| - | #N/A | #N/A | #N/A | Material Claiming | 0 |  |  | 0 |  |  |  | 0 |  |  | SLM |  |  | REM
| - | #N/A | #N/A | #N/A | Material Claiming | 0 |  |  | 0 |  |  |  | 0 |  |  | SLM |  |  | REM
| - | #N/A | #N/A | #N/A | Material Claiming | 0 |  |  | 0 |  |  |  | 0 |  |  | SLM |  |  | REM
| - | #N/A | #N/A | #N/A | Material Claiming | 0 |  |  | 0 |  |  |  | 0 |  |  | SLM |  |  | REM
| - | #N/A | #N/A | #N/A | Material Claiming | 0 |  |  | 0 |  |  |  | 0 |  |  | SLM |  |  | REM
| - | #N/A | #N/A | #N/A | Material Claiming | 0 |  |  | 0 |  |  |  | 0 |  |  | SLM |  |  | REM
| - | #N/A | #N/A | #N/A | Material Claiming | 0 |  |  | 0 |  |  |  | 0 |  |  | SLM |  |  | REM
| - | #N/A | #N/A | #N/A | Material Claiming | 0 |  |  | 0 |  |  |  | 0 |  |  | SLM |  |  | REM
| - | #N/A | #N/A | #N/A | Material Claiming | 0 |  |  | 0 |  |  |  | 0 |  |  | SLM |  |  | REM
| - | #N/A | #N/A | #N/A | Material Claiming | 0 |  |  | 0 |  |  |  | 0 |  |  | SLM |  |  | REM
| - | #N/A | #N/A | #N/A | Material Claiming | 0 |  |  | 0 |  |  |  | 0 |  |  | SLM |  |  | REM
| - | #N/A | #N/A | #N/A | Material Claiming | 0 |  |  | 0 |  |  |  | 0 |  |  | SLM |  |  | REM
| - | #N/A | #N/A | #N/A | Material Claiming | 0 |  |  | 0 |  |  |  | 0 |  |  | SLM |  |  | REM
| - | #N/A | #N/A | #N/A | Material Claiming | 0 |  |  | 0 |  |  |  | 0 |  |  | SLM |  |  | REM
| - | #N/A | #N/A | #N/A | Material Claiming | 0 |  |  | 0 |  |  |  | 0 |  |  | SLM |  |  | REM
| - | #N/A | #N/A | #N/A | Material Claiming | 0 |  |  | 0 |  |  |  | 0 |  |  | SLM |  |  | REM
| - | #N/A | #N/A | #N/A | Material Claiming | 0 |  |  | 0 |  |  |  | 0 |  |  | SLM |  |  | REM
| - | #N/A | #N/A | #N/A | Material Claiming | 0 |  |  | 0 |  |  |  | 0 |  |  | SLM |  |  | REM
| - | #N/A | #N/A | #N/A | Material Claiming | 0 |  |  | 0 |  |  |  | 0 |  |  | SLM |  |  | REM
| - | #N/A | #N/A | #N/A | Material Claiming | 0 |  |  | 0 |  |  |  | 0 |  |  | SLM |  |  | REM
| - | #N/A | #N/A | #N/A | Material Claiming | 0 |  |  | 0 |  |  |  | 0 |  |  | SLM |  |  | REM
| - | #N/A | #N/A | #N/A | Material Claiming | 0 |  |  | 0 |  |  |  | 0 |  |  | SLM |  |  | REM
| - | #N/A | #N/A | #N/A | Material Claiming | 0 |  |  | 0 |  |  |  | 0 |  |  | SLM |  |  | REM
| - | #N/A | #N/A | #N/A | Material Claiming | 0 |  |  | 0 |  |  |  | 0 |  |  | SLM |  |  | REM
| - | #N/A | #N/A | #N/A | Material Claiming | 0 |  |  | 0 |  |  |  | 0 |  |  | SLM |  |  | REM
| - | #N/A | #N/A | #N/A | Material Claiming | 0 |  |  | 0 |  |  |  | 0 |  |  | SLM |  |  | REM
| - | #N/A | #N/A | #N/A | Material Claiming | 0 |  |  | 0 |  |  |  | 0 |  |  | SLM |  |  | REM
| - | #N/A | #N/A | #N/A | Material Claiming | 0 |  |  | 0 |  |  |  | 0 |  |  | SLM |  |  | REM
| - | #N/A | #N/A | #N/A | Material Claiming | 0 |  |  | 0 |  |  |  | 0 |  |  | SLM |  |  | REM
| - | #N/A | #N/A | #N/A | Material Claiming | 0 |  |  | 0 |  |  |  | 0 |  |  | SLM |  |  | REM
| - | #N/A | #N/A | #N/A | Material Claiming | 0 |  |  | 0 |  |  |  | 0 |  |  | SLM |  |  | REM
| - | #N/A | #N/A | #N/A | Material Claiming | 0 |  |  | 0 |  |  |  | 0 |  |  | SLM |  |  | REM
| - | #N/A | #N/A | #N/A | Material Claiming | 0 |  |  | 0 |  |  |  | 0 |  |  | SLM |  |  | REM
| - | #N/A | #N/A | #N/A | Material Claiming | 0 |  |  | 0 |  |  |  | 0 |  |  | SLM |  |  | REM
| - | #N/A | #N/A | #N/A | Material Claiming | 0 |  |  | 0 |  |  |  | 0 |  |  | SLM |  |  | REM
| - | #N/A | #N/A | #N/A | Material Claiming | 0 |  |  | 0 |  |  |  | 0 |  |  | SLM |  |  | REM
| - | #N/A | #N/A | #N/A | Material Claiming | 0 |  |  | 0 |  |  |  | 0 |  |  | SLM |  |  | REM
| - | #N/A | #N/A | #N/A | Material Claiming | 0 |  |  | 0 |  |  |  | 0 |  |  | SLM |  |  | REM
| - | #N/A | #N/A | #N/A | Material Claiming | 0 |  |  | 0 |  |  |  | 0 |  |  | SLM |  |  | REM
| - | #N/A | #N/A | #N/A | Material Claiming | 0 |  |  | 0 |  |  |  | 0 |  |  | SLM |  |  | REM
| - | #N/A | #N/A | #N/A | Material Claiming | 0 |  |  | 0 |  |  |  | 0 |  |  | SLM |  |  | REM
| - | #N/A | #N/A | #N/A | Material Claiming | 0 |  |  | 0 |  |  |  | 0 |  |  | SLM |  |  | REM
| - | #N/A | #N/A | #N/A | Material Claiming | 0 |  |  | 0 |  |  |  | 0 |  |  | SLM |  |  | REM
| - | #N/A | #N/A | #N/A | Material Claiming | 0 |  |  | 0 |  |  |  | 0 |  |  | SLM |  |  | REM
| - | #N/A | #N/A | #N/A | Material Claiming | 0 |  |  | 0 |  |  |  | 0 |  |  | SLM |  |  | REM
| - | #N/A | #N/A | #N/A | Material Claiming | 0 |  |  | 0 |  |  |  | 0 |  |  | SLM |  |  | REM
| - | #N/A | #N/A | #N/A | Material Claiming | 0 |  |  | 0 |  |  |  | 0 |  |  | SLM |  |  | REM
| - | #N/A | #N/A | #N/A | Material Claiming | 0 |  |  | 0 |  |  |  | 0 |  |  | SLM |  |  | REM
| - | #N/A | #N/A | #N/A | Material Claiming | 0 |  |  | 0 |  |  |  | 0 |  |  | SLM |  |  | REM
| - | #N/A | #N/A | #N/A | Material Claiming | 0 |  |  | 0 |  |  |  | 0 |  |  | SLM |  |  | REM
| - | #N/A | #N/A | #N/A | Material Claiming | 0 |  |  | 0 |  |  |  | 0 |  |  | SLM |  |  | REM
| - | #N/A | #N/A | #N/A | Material Claiming | 0 |  |  | 0 |  |  |  | 0 |  |  | SLM |  |  | REM
| - | #N/A | #N/A | #N/A | Material Claiming | 0 |  |  | 0 |  |  |  | 0 |  |  | SLM |  |  | REM
| - | #N/A | #N/A | #N/A | Material Claiming | 0 |  |  | 0 |  |  |  | 0 |  |  | SLM |  |  | REM
| - | #N/A | #N/A | #N/A | Material Claiming | 0 |  |  | 0 |  |  |  | 0 |  |  | SLM |  |  | REM
| - | #N/A | #N/A | #N/A | Material Claiming | 0 |  |  | 0 |  |  |  | 0 |  |  | SLM |  |  | REM
| - | #N/A | #N/A | #N/A | Material Claiming | 0 |  |  | 0 |  |  |  | 0 |  |  | SLM |  |  | REM
| - | #N/A | #N/A | #N/A | Material Claiming | 0 |  |  | 0 |  |  |  | 0 |  |  | SLM |  |  | REM
| - | #N/A | #N/A | #N/A | Material Claiming | 0 |  |  | 0 |  |  |  | 0 |  |  | SLM |  |  | REM
| - | #N/A | #N/A | #N/A | Material Claiming | 0 |  |  | 0 |  |  |  | 0 |  |  | SLM |  |  | REM
| - | #N/A | #N/A | #N/A | Material Claiming | 0 |  |  | 0 |  |  |  | 0 |  |  | SLM |  |  | REM
| - | #N/A | #N/A | #N/A | Material Claiming | 0 |  |  | 0 |  |  |  | 0 |  |  | SLM |  |  | REM
| - | #N/A | #N/A | #N/A | Material Claiming | 0 |  |  | 0 |  |  |  | 0 |  |  | SLM |  |  | REM
| - | #N/A | #N/A | #N/A | Material Claiming | 0 |  |  | 0 |  |  |  | 0 |  |  | SLM |  |  | REM
| - | #N/A | #N/A | #N/A | Material Claiming | 0 |  |  | 0 |  |  |  | 0 |  |  | SLM |  |  | REM
| - | #N/A | #N/A | #N/A | Material Claiming | 0 |  |  | 0 |  |  |  | 0 |  |  | SLM |  |  | REM
| - | #N/A | #N/A | #N/A | Material Claiming | 0 |  |  | 0 |  |  |  | 0 |  |  | SLM |  |  | REM
| - | #N/A | #N/A | #N/A | Material Claiming | 0 |  |  | 0 |  |  |  | 0 |  |  | SLM |  |  | REM
| - | #N/A | #N/A | #N/A | Material Claiming | 0 |  |  | 0 |  |  |  | 0 |  |  | SLM |  |  | REM
| - | #N/A | #N/A | #N/A | Material Claiming | 0 |  |  | 0 |  |  |  | 0 |  |  | SLM |  |  | REM
| - | #N/A | #N/A | #N/A | Material Claiming | 0 |  |  | 0 |  |  |  | 0 |  |  | SLM |  |  | REM
| - | #N/A | #N/A | #N/A | Material Claiming | 0 |  |  | 0 |  |  |  | 0 |  |  | SLM |  |  | REM
| - | #N/A | #N/A | #N/A | Material Claiming | 0 |  |  | 0 |  |  |  | 0 |  |  | SLM |  |  | REM
| - | #N/A | #N/A | #N/A | Material Claiming | 0 |  |  | 0 |  |  |  | 0 |  |  | SLM |  |  | REM
| - | #N/A | #N/A | #N/A | Material Claiming | 0 |  |  | 0 |  |  |  | 0 |  |  | SLM |  |  | REM
| - | #N/A | #N/A | #N/A | Material Claiming | 0 |  |  | 0 |  |  |  | 0 |  |  | SLM |  |  | REM
| - | #N/A | #N/A | #N/A | Material Claiming | 0 |  |  | 0 |  |  |  | 0 |  |  | SLM |  |  | REM
| - | #N/A | #N/A | #N/A | Material Claiming | 0 |  |  | 0 |  |  |  | 0 |  |  | SLM |  |  | REM
| - | #N/A | #N/A | #N/A | Material Claiming | 0 |  |  | 0 |  |  |  | 0 |  |  | SLM |  |  | REM
| - | #N/A | #N/A | #N/A | Material Claiming | 0 |  |  | 0 |  |  |  | 0 |  |  | SLM |  |  | REM
| - | #N/A | #N/A | #N/A | Material Claiming | 0 |  |  | 0 |  |  |  | 0 |  |  | SLM |  |  | REM
| - | #N/A | #N/A | #N/A | Material Claiming | 0 |  |  | 0 |  |  |  | 0 |  |  | SLM |  |  | REM
| - | #N/A | #N/A | #N/A | Material Claiming | 0 |  |  | 0 |  |  |  | 0 |  |  | SLM |  |  | REM
| - | #N/A | #N/A | #N/A | Material Claiming | 0 |  |  | 0 |  |  |  | 0 |  |  | SLM |  |  | REM
| - | #N/A | #N/A | #N/A | Material Claiming | 0 |  |  | 0 |  |  |  | 0 |  |  | SLM |  |  | REM
| - | #N/A | #N/A | #N/A | Material Claiming | 0 |  |  | 0 |  |  |  | 0 |  |  | SLM |  |  | REM
| - | #N/A | #N/A | #N/A | Material Claiming | 0 |  |  | 0 |  |  |  | 0 |  |  | SLM |  |  | REM
| - | #N/A | #N/A | #N/A | Material Claiming | 0 |  |  | 0 |  |  |  | 0 |  |  | SLM |  |  | REM
| - | #N/A | #N/A | #N/A | Material Claiming | 0 |  |  | 0 |  |  |  | 0 |  |  | SLM |  |  | REM
| - | #N/A | #N/A | #N/A | Material Claiming | 0 |  |  | 0 |  |  |  | 0 |  |  | SLM |  |  | REM
| - | #N/A | #N/A | #N/A | Material Claiming | 0 |  |  | 0 |  |  |  | 0 |  |  | SLM |  |  | REM
| - | #N/A | #N/A | #N/A | Material Claiming | 0 |  |  | 0 |  |  |  | 0 |  |  | SLM |  |  | REM
| - | #N/A | #N/A | #N/A | Material Claiming | 0 |  |  | 0 |  |  |  | 0 |  |  | SLM |  |  | REM
| - | #N/A | #N/A | #N/A | Material Claiming | 0 |  |  | 0 |  |  |  | 0 |  |  | SLM |  |  | REM
| - | #N/A | #N/A | #N/A | Material Claiming | 0 |  |  | 0 |  |  |  | 0 |  |  | SLM |  |  | REM
| - | #N/A | #N/A | #N/A | Material Claiming | 0 |  |  | 0 |  |  |  | 0 |  |  | SLM |  |  | REM
| - | #N/A | #N/A | #N/A | Material Claiming | 0 |  |  | 0 |  |  |  | 0 |  |  | SLM |  |  | REM
| - | #N/A | #N/A | #N/A | Material Claiming | 0 |  |  | 0 |  |  |  | 0 |  |  | SLM |  |  | REM
| - | #N/A | #N/A | #N/A | Material Claiming | 0 |  |  | 0 |  |  |  | 0 |  |  | SLM |  |  | REM
| - | #N/A | #N/A | #N/A | Material Claiming | 0 |  |  | 0 |  |  |  | 0 |  |  | SLM |  |  | REM
| - | #N/A | #N/A | #N/A | Material Claiming | 0 |  |  | 0 |  |  |  | 0 |  |  | SLM |  |  | REM
| - | #N/A | #N/A | #N/A | Material Claiming | 0 |  |  | 0 |  |  |  | 0 |  |  | SLM |  |  | REM
| - | #N/A | #N/A | #N/A | Material Claiming | 0 |  |  | 0 |  |  |  | 0 |  |  | SLM |  |  | REM
| - | #N/A | #N/A | #N/A | Material Claiming | 0 |  |  | 0 |  |  |  | 0 |  |  | SLM |  |  | REM
| - | #N/A | #N/A | #N/A | Material Claiming | 0 |  |  | 0 |  |  |  | 0 |  |  | SLM |  |  | REM
| - | #N/A | #N/A | #N/A | Material Claiming | 0 |  |  | 0 |  |  |  | 0 |  |  | SLM |  |  | REM
| - | #N/A | #N/A | #N/A | Material Claiming | 0 |  |  | 0 |  |  |  | 0 |  |  | SLM |  |  | REM
| - | #N/A | #N/A | #N/A | Material Claiming | 0 |  |  | 0 |  |  |  | 0 |  |  | SLM |  |  | REM
| - | #N/A | #N/A | #N/A | Material Claiming | 0 |  |  | 0 |  |  |  | 0 |  |  | SLM |  |  | REM
| - | #N/A | #N/A | #N/A | Material Claiming | 0 |  |  | 0 |  |  |  | 0 |  |  | SLM |  |  | REM
| - | #N/A | #N/A | #N/A | Material Claiming | 0 |  |  | 0 |  |  |  | 0 |  |  | SLM |  |  | REM
| - | #N/A | #N/A | #N/A | Material Claiming | 0 |  |  | 0 |  |  |  | 0 |  |  | SLM |  |  | REM
| - | #N/A | #N/A | #N/A | Material Claiming | 0 |  |  | 0 |  |  |  | 0 |  |  | SLM |  |  | REM
| - | #N/A | #N/A | #N/A | Material Claiming | 0 |  |  | 0 |  |  |  | 0 |  |  | SLM |  |  | REM
| - | #N/A | #N/A | #N/A | Material Claiming | 0 |  |  | 0 |  |  |  | 0 |  |  | SLM |  |  | REM
| - | #N/A | #N/A | #N/A | Material Claiming | 0 |  |  | 0 |  |  |  | 0 |  |  | SLM |  |  | REM
| - | #N/A | #N/A | #N/A | Material Claiming | 0 |  |  | 0 |  |  |  | 0 |  |  | SLM |  |  | REM
| - | #N/A | #N/A | #N/A | Material Claiming | 0 |  |  | 0 |  |  |  | 0 |  |  | SLM |  |  | REM
| - | #N/A | #N/A | #N/A | Material Claiming | 0 |  |  | 0 |  |  |  | 0 |  |  | SLM |  |  | REM
| - | #N/A | #N/A | #N/A | Material Claiming | 0 |  |  | 0 |  |  |  | 0 |  |  | SLM |  |  | REM
| - | #N/A | #N/A | #N/A | Material Claiming | 0 |  |  | 0 |  |  |  | 0 |  |  | SLM |  |  | REM
| - | #N/A | #N/A | #N/A | Material Claiming | 0 |  |  | 0 |  |  |  | 0 |  |  | SLM |  |  | REM
| - | #N/A | #N/A | #N/A | Material Claiming | 0 |  |  | 0 |  |  |  | 0 |  |  | SLM |  |  | REM
| - | #N/A | #N/A | #N/A | Material Claiming | 0 |  |  | 0 |  |  |  | 0 |  |  | SLM |  |  | REM
| - | #N/A | #N/A | #N/A | Material Claiming | 0 |  |  | 0 |  |  |  | 0 |  |  | SLM |  |  | REM
| - | #N/A | #N/A | #N/A | Material Claiming | 0 |  |  | 0 |  |  |  | 0 |  |  | SLM |  |  | REM
| - | #N/A | #N/A | #N/A | Material Claiming | 0 |  |  | 0 |  |  |  | 0 |  |  | SLM |  |  | REM
| - | #N/A | #N/A | #N/A | Material Claiming | 0 |  |  | 0 |  |  |  | 0 |  |  | SLM |  |  | REM
| - | #N/A | #N/A | #N/A | Material Claiming | 0 |  |  | 0 |  |  |  | 0 |  |  | SLM |  |  | REM
| - | #N/A | #N/A | #N/A | Material Claiming | 0 |  |  | 0 |  |  |  | 0 |  |  | SLM |  |  | REM
| - | #N/A | #N/A | #N/A | Material Claiming | 0 |  |  | 0 |  |  |  | 0 |  |  | SLM |  |  | REM
| - | #N/A | #N/A | #N/A | Material Claiming | 0 |  |  | 0 |  |  |  | 0 |  |  | SLM |  |  | REM
| - | #N/A | #N/A | #N/A | Material Claiming | 0 |  |  | 0 |  |  |  | 0 |  |  | SLM |  |  | REM
| - | #N/A | #N/A | #N/A | Material Claiming | 0 |  |  | 0 |  |  |  | 0 |  |  | SLM |  |  | REM
| - | #N/A | #N/A | #N/A | Material Claiming | 0 |  |  | 0 |  |  |  | 0 |  |  | SLM |  |  | REM
| - | #N/A | #N/A | #N/A | Material Claiming | 0 |  |  | 0 |  |  |  | 0 |  |  | SLM |  |  | REM
| - | #N/A | #N/A | #N/A | Material Claiming | 0 |  |  | 0 |  |  |  | 0 |  |  | SLM |  |  | REM
| - | #N/A | #N/A | #N/A | Material Claiming | 0 |  |  | 0 |  |  |  | 0 |  |  | SLM |  |  | REM
| - | #N/A | #N/A | #N/A | Material Claiming | 0 |  |  | 0 |  |  |  | 0 |  |  | SLM |  |  | REM
| - | #N/A | #N/A | #N/A | Material Claiming | 0 |  |  | 0 |  |  |  | 0 |  |  | SLM |  |  | REM
| - | #N/A | #N/A | #N/A | Material Claiming | 0 |  |  | 0 |  |  |  | 0 |  |  | SLM |  |  | REM
| - | #N/A | #N/A | #N/A | Material Claiming | 0 |  |  | 0 |  |  |  | 0 |  |  | SLM |  |  | REM
| - | #N/A | #N/A | #N/A | Material Claiming | 0 |  |  | 0 |  |  |  | 0 |  |  | SLM |  |  | REM
| - | #N/A | #N/A | #N/A | Material Claiming | 0 |  |  | 0 |  |  |  | 0 |  |  | SLM |  |  | REM
| - | #N/A | #N/A | #N/A | Material Claiming | 0 |  |  | 0 |  |  |  | 0 |  |  | SLM |  |  | REM
| - | #N/A | #N/A | #N/A | Material Claiming | 0 |  |  | 0 |  |  |  | 0 |  |  | SLM |  |  | REM
| - | #N/A | #N/A | #N/A | Material Claiming | 0 |  |  | 0 |  |  |  | 0 |  |  | SLM |  |  | REM
| - | #N/A | #N/A | #N/A | Material Claiming | 0 |  |  | 0 |  |  |  | 0 |  |  | SLM |  |  | REM
| - | #N/A | #N/A | #N/A | Material Claiming | 0 |  |  | 0 |  |  |  | 0 |  |  | SLM |  |  | REM
| - | #N/A | #N/A | #N/A | Material Claiming | 0 |  |  | 0 |  |  |  | 0 |  |  | SLM |  |  | REM
| - | #N/A | #N/A | #N/A | Material Claiming | 0 |  |  | 0 |  |  |  | 0 |  |  | SLM |  |  | REM
| - | #N/A | #N/A | #N/A | Material Claiming | 0 |  |  | 0 |  |  |  | 0 |  |  | SLM |  |  | REM
| - | #N/A | #N/A | #N/A | Material Claiming | 0 |  |  | 0 |  |  |  | 0 |  |  | SLM |  |  | REM
| - | #N/A | #N/A | #N/A | Material Claiming | 0 |  |  | 0 |  |  |  | 0 |  |  | SLM |  |  | REM
| - | #N/A | #N/A | #N/A | Material Claiming | 0 |  |  | 0 |  |  |  | 0 |  |  | SLM |  |  | REM
| - | #N/A | #N/A | #N/A | Material Claiming | 0 |  |  | 0 |  |  |  | 0 |  |  | SLM |  |  | REM
| - | #N/A | #N/A | #N/A | Material Claiming | 0 |  |  | 0 |  |  |  | 0 |  |  | SLM |  |  | REM
| - | #N/A | #N/A | #N/A | Material Claiming | 0 |  |  | 0 |  |  |  | 0 |  |  | SLM |  |  | REM
| - | #N/A | #N/A | #N/A | Material Claiming | 0 |  |  | 0 |  |  |  | 0 |  |  | SLM |  |  | REM
| - | #N/A | #N/A | #N/A | Material Claiming | 0 |  |  | 0 |  |  |  | 0 |  |  | SLM |  |  | REM
| - | #N/A | #N/A | #N/A | Material Claiming | 0 |  |  | 0 |  |  |  | 0 |  |  | SLM |  |  | REM
| - | #N/A | #N/A | #N/A | Material Claiming | 0 |  |  | 0 |  |  |  | 0 |  |  | SLM |  |  | REM
| - | #N/A | #N/A | #N/A | Material Claiming | 0 |  |  | 0 |  |  |  | 0 |  |  | SLM |  |  | REM
| - | #N/A | #N/A | #N/A | Material Claiming | 0 |  |  | 0 |  |  |  | 0 |  |  | SLM |  |  | REM
| - | #N/A | #N/A | #N/A | Material Claiming | 0 |  |  | 0 |  |  |  | 0 |  |  | SLM |  |  | REM
| - | #N/A | #N/A | #N/A | Material Claiming | 0 |  |  | 0 |  |  |  | 0 |  |  | SLM |  |  | REM
| - | #N/A | #N/A | #N/A | Material Claiming | 0 |  |  | 0 |  |  |  | 0 |  |  | SLM |  |  | REM
| - | #N/A | #N/A | #N/A | Material Claiming | 0 |  |  | 0 |  |  |  | 0 |  |  | SLM |  |  | REM
| - | #N/A | #N/A | #N/A | Material Claiming | 0 |  |  | 0 |  |  |  | 0 |  |  | SLM |  |  | REM
| - | #N/A | #N/A | #N/A | Material Claiming | 0 |  |  | 0 |  |  |  | 0 |  |  | SLM |  |  | REM
| - | #N/A | #N/A | #N/A | Material Claiming | 0 |  |  | 0 |  |  |  | 0 |  |  | SLM |  |  | REM
| - | #N/A | #N/A | #N/A | Material Claiming | 0 |  |  | 0 |  |  |  | 0 |  |  | SLM |  |  | REM
| - | #N/A | #N/A | #N/A | Material Claiming | 0 |  |  | 0 |  |  |  | 0 |  |  | SLM |  |  | REM
| - | #N/A | #N/A | #N/A | Material Claiming | 0 |  |  | 0 |  |  |  | 0 |  |  | SLM |  |  | REM
| - | #N/A | #N/A | #N/A | Material Claiming | 0 |  |  | 0 |  |  |  | 0 |  |  | SLM |  |  | REM
| - | #N/A | #N/A | #N/A | Material Claiming | 0 |  |  | 0 |  |  |  | 0 |  |  | SLM |  |  | REM
| - | #N/A | #N/A | #N/A | Material Claiming | 0 |  |  | 0 |  |  |  | 0 |  |  | SLM |  |  | REM
| - | #N/A | #N/A | #N/A | Material Claiming | 0 |  |  | 0 |  |  |  | 0 |  |  | SLM |  |  | REM
| - | #N/A | #N/A | #N/A | Material Claiming | 0 |  |  | 0 |  |  |  | 0 |  |  | SLM |  |  | REM
| - | #N/A | #N/A | #N/A | Material Claiming | 0 |  |  | 0 |  |  |  | 0 |  |  | SLM |  |  | REM
| - | #N/A | #N/A | #N/A | Material Claiming | 0 |  |  | 0 |  |  |  | 0 |  |  | SLM |  |  | REM
| - | #N/A | #N/A | #N/A | Material Claiming | 0 |  |  | 0 |  |  |  | 0 |  |  | SLM |  |  | REM
| - | #N/A | #N/A | #N/A | Material Claiming | 0 |  |  | 0 |  |  |  | 0 |  |  | SLM |  |  | REM
| - | #N/A | #N/A | #N/A | Material Claiming | 0 |  |  | 0 |  |  |  | 0 |  |  | SLM |  |  | REM
| - | #N/A | #N/A | #N/A | Material Claiming | 0 |  |  | 0 |  |  |  | 0 |  |  | SLM |  |  | REM
| - | #N/A | #N/A | #N/A | Material Claiming | 0 |  |  | 0 |  |  |  | 0 |  |  | SLM |  |  | REM
| - | #N/A | #N/A | #N/A | Material Claiming | 0 |  |  | 0 |  |  |  | 0 |  |  | SLM |  |  | REM
| - | #N/A | #N/A | #N/A | Material Claiming | 0 |  |  | 0 |  |  |  | 0 |  |  | SLM |  |  | REM
| - | #N/A | #N/A | #N/A | Material Claiming | 0 |  |  | 0 |  |  |  | 0 |  |  | SLM |  |  | REM
| - | #N/A | #N/A | #N/A | Material Claiming | 0 |  |  | 0 |  |  |  | 0 |  |  | SLM |  |  | REM
| - | #N/A | #N/A | #N/A | Material Claiming | 0 |  |  | 0 |  |  |  | 0 |  |  | SLM |  |  | REM
| - | #N/A | #N/A | #N/A | Material Claiming | 0 |  |  | 0 |  |  |  | 0 |  |  | SLM |  |  | REM
| - | #N/A | #N/A | #N/A | Material Claiming | 0 |  |  | 0 |  |  |  | 0 |  |  | SLM |  |  | REM
| - | #N/A | #N/A | #N/A | Material Claiming | 0 |  |  | 0 |  |  |  | 0 |  |  | SLM |  |  | REM
| - | #N/A | #N/A | #N/A | Material Claiming | 0 |  |  | 0 |  |  |  | 0 |  |  | SLM |  |  | REM
| - | #N/A | #N/A | #N/A | Material Claiming | 0 |  |  | 0 |  |  |  | 0 |  |  | SLM |  |  | REM
| - | #N/A | #N/A | #N/A | Material Claiming | 0 |  |  | 0 |  |  |  | 0 |  |  | SLM |  |  | REM
| - | #N/A | #N/A | #N/A | Material Claiming | 0 |  |  | 0 |  |  |  | 0 |  |  | SLM |  |  | REM
| - | #N/A | #N/A | #N/A | Material Claiming | 0 |  |  | 0 |  |  |  | 0 |  |  | SLM |  |  | REM
| - | #N/A | #N/A | #N/A | Material Claiming | 0 |  |  | 0 |  |  |  | 0 |  |  | SLM |  |  | REM
| - | #N/A | #N/A | #N/A | Material Claiming | 0 |  |  | 0 |  |  |  | 0 |  |  | SLM |  |  | REM
| - | #N/A | #N/A | #N/A | Material Claiming | 0 |  |  | 0 |  |  |  | 0 |  |  | SLM |  |  | REM
| - | #N/A | #N/A | #N/A | Material Claiming | 0 |  |  | 0 |  |  |  | 0 |  |  | SLM |  |  | REM
| - | #N/A | #N/A | #N/A | Material Claiming | 0 |  |  | 0 |  |  |  | 0 |  |  | SLM |  |  | REM
| - | #N/A | #N/A | #N/A | Material Claiming | 0 |  |  | 0 |  |  |  | 0 |  |  | SLM |  |  | REM
| - | #N/A | #N/A | #N/A | Material Claiming | 0 |  |  | 0 |  |  |  | 0 |  |  | SLM |  |  | REM
| - | #N/A | #N/A | #N/A | Material Claiming | 0 |  |  | 0 |  |  |  | 0 |  |  | SLM |  |  | REM
| - | #N/A | #N/A | #N/A | Material Claiming | 0 |  |  | 0 |  |  |  | 0 |  |  | SLM |  |  | REM
| - | #N/A | #N/A | #N/A | Material Claiming | 0 |  |  | 0 |  |  |  | 0 |  |  | SLM |  |  | REM
| - | #N/A | #N/A | #N/A | Material Claiming | 0 |  |  | 0 |  |  |  | 0 |  |  | SLM |  |  | REM
| - | #N/A | #N/A | #N/A | Material Claiming | 0 |  |  | 0 |  |  |  | 0 |  |  | SLM |  |  | REM
| - | #N/A | #N/A | #N/A | Material Claiming | 0 |  |  | 0 |  |  |  | 0 |  |  | SLM |  |  | REM
| - | #N/A | #N/A | #N/A | Material Claiming | 0 |  |  | 0 |  |  |  | 0 |  |  | SLM |  |  | REM
| - | #N/A | #N/A | #N/A | Material Claiming | 0 |  |  | 0 |  |  |  | 0 |  |  | SLM |  |  | REM
| - | #N/A | #N/A | #N/A | Material Claiming | 0 |  |  | 0 |  |  |  | 0 |  |  | SLM |  |  | REM
| - | #N/A | #N/A | #N/A | Material Claiming | 0 |  |  | 0 |  |  |  | 0 |  |  | SLM |  |  | REM
| - | #N/A | #N/A | #N/A | Material Claiming | 0 |  |  | 0 |  |  |  | 0 |  |  | SLM |  |  | REM
| - | #N/A | #N/A | #N/A | Material Claiming | 0 |  |  | 0 |  |  |  | 0 |  |  | SLM |  |  | REM
| - | #N/A | #N/A | #N/A | Material Claiming | 0 |  |  | 0 |  |  |  | 0 |  |  | SLM |  |  | REM
| - | #N/A | #N/A | #N/A | Material Claiming | 0 |  |  | 0 |  |  |  | 0 |  |  | SLM |  |  | REM
| - | #N/A | #N/A | #N/A | Material Claiming | 0 |  |  | 0 |  |  |  | 0 |  |  | SLM |  |  | REM
| - | #N/A | #N/A | #N/A | Material Claiming | 0 |  |  | 0 |  |  |  | 0 |  |  | SLM |  |  | REM
| - | #N/A | #N/A | #N/A | Material Claiming | 0 |  |  | 0 |  |  |  | 0 |  |  | SLM |  |  | REM
| - | #N/A | #N/A | #N/A | Material Claiming | 0 |  |  | 0 |  |  |  | 0 |  |  | SLM |  |  | REM
| - | #N/A | #N/A | #N/A | Material Claiming | 0 |  |  | 0 |  |  |  | 0 |  |  | SLM |  |  | REM
| - | #N/A | #N/A | #N/A | Material Claiming | 0 |  |  | 0 |  |  |  | 0 |  |  | SLM |  |  | REM
| - | #N/A | #N/A | #N/A | Material Claiming | 0 |  |  | 0 |  |  |  | 0 |  |  | SLM |  |  | REM
| - | #N/A | #N/A | #N/A | Material Claiming | 0 |  |  | 0 |  |  |  | 0 |  |  | SLM |  |  | REM
| - | #N/A | #N/A | #N/A | Material Claiming | 0 |  |  | 0 |  |  |  | 0 |  |  | SLM |  |  | REM
| - | #N/A | #N/A | #N/A | Material Claiming | 0 |  |  | 0 |  |  |  | 0 |  |  | SLM |  |  | REM
| - | #N/A | #N/A | #N/A | Material Claiming | 0 |  |  | 0 |  |  |  | 0 |  |  | SLM |  |  | REM
| - | #N/A | #N/A | #N/A | Material Claiming | 0 |  |  | 0 |  |  |  | 0 |  |  | SLM |  |  | REM
| - | #N/A | #N/A | #N/A | Material Claiming | 0 |  |  | 0 |  |  |  | 0 |  |  | SLM |  |  | REM
| - | #N/A | #N/A | #N/A | Material Claiming | 0 |  |  | 0 |  |  |  | 0 |  |  | SLM |  |  | REM
| - | #N/A | #N/A | #N/A | Material Claiming | 0 |  |  | 0 |  |  |  | 0 |  |  | SLM |  |  | REM
| - | #N/A | #N/A | #N/A | Material Claiming | 0 |  |  | 0 |  |  |  | 0 |  |  | SLM |  |  | REM
| - | #N/A | #N/A | #N/A | Material Claiming | 0 |  |  | 0 |  |  |  | 0 |  |  | SLM |  |  | REM
| - | #N/A | #N/A | #N/A | Material Claiming | 0 |  |  | 0 |  |  |  | 0 |  |  | SLM |  |  | REM
| - | #N/A | #N/A | #N/A | Material Claiming | 0 |  |  | 0 |  |  |  | 0 |  |  | SLM |  |  | REM
| - | #N/A | #N/A | #N/A | Material Claiming | 0 |  |  | 0 |  |  |  | 0 |  |  | SLM |  |  | REM
| - | #N/A | #N/A | #N/A | Material Claiming | 0 |  |  | 0 |  |  |  | 0 |  |  | SLM |  |  | REM
| - | #N/A | #N/A | #N/A | Material Claiming | 0 |  |  | 0 |  |  |  | 0 |  |  | SLM |  |  | REM
| - | #N/A | #N/A | #N/A | Material Claiming | 0 |  |  | 0 |  |  |  | 0 |  |  | SLM |  |  | REM
| - | #N/A | #N/A | #N/A | Material Claiming | 0 |  |  | 0 |  |  |  | 0 |  |  | SLM |  |  | REM
| - | #N/A | #N/A | #N/A | Material Claiming | 0 |  |  | 0 |  |  |  | 0 |  |  | SLM |  |  | REM
| - | #N/A | #N/A | #N/A | Material Claiming | 0 |  |  | 0 |  |  |  | 0 |  |  | SLM |  |  | REM
| - | #N/A | #N/A | #N/A | Material Claiming | 0 |  |  | 0 |  |  |  | 0 |  |  | SLM |  |  | REM
| - | #N/A | #N/A | #N/A | Material Claiming | 0 |  |  | 0 |  |  |  | 0 |  |  | SLM |  |  | REM
| - | #N/A | #N/A | #N/A | Material Claiming | 0 |  |  | 0 |  |  |  | 0 |  |  | SLM |  |  | REM
| - | #N/A | #N/A | #N/A | Material Claiming | 0 |  |  | 0 |  |  |  | 0 |  |  | SLM |  |  | REM
| - | #N/A | #N/A | #N/A | Material Claiming | 0 |  |  | 0 |  |  |  | 0 |  |  | SLM |  |  | REM
| - | #N/A | #N/A | #N/A | Material Claiming | 0 |  |  | 0 |  |  |  | 0 |  |  | SLM |  |  | REM
| - | #N/A | #N/A | #N/A | Material Claiming | 0 |  |  | 0 |  |  |  | 0 |  |  | SLM |  |  | REM
| - | #N/A | #N/A | #N/A | Material Claiming | 0 |  |  | 0 |  |  |  | 0 |  |  | SLM |  |  | REM
| - | #N/A | #N/A | #N/A | Material Claiming | 0 |  |  | 0 |  |  |  | 0 |  |  | SLM |  |  | REM
| - | #N/A | #N/A | #N/A | Material Claiming | 0 |  |  | 0 |  |  |  | 0 |  |  | SLM |  |  | REM
| - | #N/A | #N/A | #N/A | Material Claiming | 0 |  |  | 0 |  |  |  | 0 |  |  | SLM |  |  | REM
| - | #N/A | #N/A | #N/A | Material Claiming | 0 |  |  | 0 |  |  |  | 0 |  |  | SLM |  |  | REM
| - | #N/A | #N/A | #N/A | Material Claiming | 0 |  |  | 0 |  |  |  | 0 |  |  | SLM |  |  | REM
| - | #N/A | #N/A | #N/A | Material Claiming | 0 |  |  | 0 |  |  |  | 0 |  |  | SLM |  |  | REM
| - | #N/A | #N/A | #N/A | Material Claiming | 0 |  |  | 0 |  |  |  | 0 |  |  | SLM |  |  | REM
| - | #N/A | #N/A | #N/A | Material Claiming | 0 |  |  | 0 |  |  |  | 0 |  |  | SLM |  |  | REM
| - | #N/A | #N/A | #N/A | Material Claiming | 0 |  |  | 0 |  |  |  | 0 |  |  | SLM |  |  | REM
| - | #N/A | #N/A | #N/A | Material Claiming | 0 |  |  | 0 |  |  |  | 0 |  |  | SLM |  |  | REM
| - | #N/A | #N/A | #N/A | Material Claiming | 0 |  |  | 0 |  |  |  | 0 |  |  | SLM |  |  | REM
| - | #N/A | #N/A | #N/A | Material Claiming | 0 |  |  | 0 |  |  |  | 0 |  |  | SLM |  |  | REM
| - | #N/A | #N/A | #N/A | Material Claiming | 0 |  |  | 0 |  |  |  | 0 |  |  | SLM |  |  | REM
| - | #N/A | #N/A | #N/A | Material Claiming | 0 |  |  | 0 |  |  |  | 0 |  |  | SLM |  |  | REM
| - | #N/A | #N/A | #N/A | Material Claiming | 0 |  |  | 0 |  |  |  | 0 |  |  | SLM |  |  | REM
| - | #N/A | #N/A | #N/A | Material Claiming | 0 |  |  | 0 |  |  |  | 0 |  |  | SLM |  |  | REM
| - | #N/A | #N/A | #N/A | Material Claiming | 0 |  |  | 0 |  |  |  | 0 |  |  | SLM |  |  | REM
| - | #N/A | #N/A | #N/A | Material Claiming | 0 |  |  | 0 |  |  |  | 0 |  |  | SLM |  |  | REM
| - | #N/A | #N/A | #N/A | Material Claiming | 0 |  |  | 0 |  |  |  | 0 |  |  | SLM |  |  | REM
| - | #N/A | #N/A | #N/A | Material Claiming | 0 |  |  | 0 |  |  |  | 0 |  |  | SLM |  |  | REM
| - | #N/A | #N/A | #N/A | Material Claiming | 0 |  |  | 0 |  |  |  | 0 |  |  | SLM |  |  | REM
| - | #N/A | #N/A | #N/A | Material Claiming | 0 |  |  | 0 |  |  |  | 0 |  |  | SLM |  |  | REM
| - | #N/A | #N/A | #N/A | Material Claiming | 0 |  |  | 0 |  |  |  | 0 |  |  | SLM |  |  | REM
| - | #N/A | #N/A | #N/A | Material Claiming | 0 |  |  | 0 |  |  |  | 0 |  |  | SLM |  |  | REM
| - | #N/A | #N/A | #N/A | Material Claiming | 0 |  |  | 0 |  |  |  | 0 |  |  | SLM |  |  | REM
| - | #N/A | #N/A | #N/A | Material Claiming | 0 |  |  | 0 |  |  |  | 0 |  |  | SLM |  |  | REM
| - | #N/A | #N/A | #N/A | Material Claiming | 0 |  |  | 0 |  |  |  | 0 |  |  | SLM |  |  | REM
| - | #N/A | #N/A | #N/A | Material Claiming | 0 |  |  | 0 |  |  |  | 0 |  |  | SLM |  |  | REM
| - | #N/A | #N/A | #N/A | Material Claiming | 0 |  |  | 0 |  |  |  | 0 |  |  | SLM |  |  | REM
| - | #N/A | #N/A | #N/A | Material Claiming | 0 |  |  | 0 |  |  |  | 0 |  |  | SLM |  |  | REM
| - | #N/A | #N/A | #N/A | Material Claiming | 0 |  |  | 0 |  |  |  | 0 |  |  | SLM |  |  | REM
| - | #N/A | #N/A | #N/A | Material Claiming | 0 |  |  | 0 |  |  |  | 0 |  |  | SLM |  |  | REM
| - | #N/A | #N/A | #N/A | Material Claiming | 0 |  |  | 0 |  |  |  | 0 |  |  | SLM |  |  | REM
| - | #N/A | #N/A | #N/A | Material Claiming | 0 |  |  | 0 |  |  |  | 0 |  |  | SLM |  |  | REM
| - | #N/A | #N/A | #N/A | Material Claiming | 0 |  |  | 0 |  |  |  | 0 |  |  | SLM |  |  | REM
| - | #N/A | #N/A | #N/A | Material Claiming | 0 |  |  | 0 |  |  |  | 0 |  |  | SLM |  |  | REM
| - | #N/A | #N/A | #N/A | Material Claiming | 0 |  |  | 0 |  |  |  | 0 |  |  | SLM |  |  | REM
| - | #N/A | #N/A | #N/A | Material Claiming | 0 |  |  | 0 |  |  |  | 0 |  |  | SLM |  |  | REM
| - | #N/A | #N/A | #N/A | Material Claiming | 0 |  |  | 0 |  |  |  | 0 |  |  | SLM |  |  | REM
| - | #N/A | #N/A | #N/A | Material Claiming | 0 |  |  | 0 |  |  |  | 0 |  |  | SLM |  |  | REM
| - | #N/A | #N/A | #N/A | Material Claiming | 0 |  |  | 0 |  |  |  | 0 |  |  | SLM |  |  | REM
| - | #N/A | #N/A | #N/A | Material Claiming | 0 |  |  | 0 |  |  |  | 0 |  |  | SLM |  |  | REM
| - | #N/A | #N/A | #N/A | Material Claiming | 0 |  |  | 0 |  |  |  | 0 |  |  | SLM |  |  | REM
| - | #N/A | #N/A | #N/A | Material Claiming | 0 |  |  | 0 |  |  |  | 0 |  |  | SLM |  |  | REM
| - | #N/A | #N/A | #N/A | Material Claiming | 0 |  |  | 0 |  |  |  | 0 |  |  | SLM |  |  | REM
| - | #N/A | #N/A | #N/A | Material Claiming | 0 |  |  | 0 |  |  |  | 0 |  |  | SLM |  |  | REM
| - | #N/A | #N/A | #N/A | Material Claiming | 0 |  |  | 0 |  |  |  | 0 |  |  | SLM |  |  | REM
| - | #N/A | #N/A | #N/A | Material Claiming | 0 |  |  | 0 |  |  |  | 0 |  |  | SLM |  |  | REM
| - | #N/A | #N/A | #N/A | Material Claiming | 0 |  |  | 0 |  |  |  | 0 |  |  | SLM |  |  | REM
| - | #N/A | #N/A | #N/A | Material Claiming | 0 |  |  | 0 |  |  |  | 0 |  |  | SLM |  |  | REM
| - | #N/A | #N/A | #N/A | Material Claiming | 0 |  |  | 0 |  |  |  | 0 |  |  | SLM |  |  | REM
| - | #N/A | #N/A | #N/A | Material Claiming | 0 |  |  | 0 |  |  |  | 0 |  |  | SLM |  |  | REM
| - | #N/A | #N/A | #N/A | Material Claiming | 0 |  |  | 0 |  |  |  | 0 |  |  | SLM |  |  | REM
| - | #N/A | #N/A | #N/A | Material Claiming | 0 |  |  | 0 |  |  |  | 0 |  |  | SLM |  |  | REM
| - | #N/A | #N/A | #N/A | Material Claiming | 0 |  |  | 0 |  |  |  | 0 |  |  | SLM |  |  | REM
| - | #N/A | #N/A | #N/A | Material Claiming | 0 |  |  | 0 |  |  |  | 0 |  |  | SLM |  |  | REM
| - | #N/A | #N/A | #N/A | Material Claiming | 0 |  |  | 0 |  |  |  | 0 |  |  | SLM |  |  | REM
| - | #N/A | #N/A | #N/A | Material Claiming | 0 |  |  | 0 |  |  |  | 0 |  |  | SLM |  |  | REM
| - | #N/A | #N/A | #N/A | Material Claiming | 0 |  |  | 0 |  |  |  | 0 |  |  | SLM |  |  | REM
| - | #N/A | #N/A | #N/A | Material Claiming | 0 |  |  | 0 |  |  |  | 0 |  |  | SLM |  |  | REM
| - | #N/A | #N/A | #N/A | Material Claiming | 0 |  |  | 0 |  |  |  | 0 |  |  | SLM |  |  | REM
| - | #N/A | #N/A | #N/A | Material Claiming | 0 |  |  | 0 |  |  |  | 0 |  |  | SLM |  |  | REM
| - | #N/A | #N/A | #N/A | Material Claiming | 0 |  |  | 0 |  |  |  | 0 |  |  | SLM |  |  | REM
| - | #N/A | #N/A | #N/A | Material Claiming | 0 |  |  | 0 |  |  |  | 0 |  |  | SLM |  |  | REM
| - | #N/A | #N/A | #N/A | Material Claiming | 0 |  |  | 0 |  |  |  | 0 |  |  | SLM |  |  | REM
| - | #N/A | #N/A | #N/A | Material Claiming | 0 |  |  | 0 |  |  |  | 0 |  |  | SLM |  |  | REM
| - | #N/A | #N/A | #N/A | Material Claiming | 0 |  |  | 0 |  |  |  | 0 |  |  | SLM |  |  | REM
| - | #N/A | #N/A | #N/A | Material Claiming | 0 |  |  | 0 |  |  |  | 0 |  |  | SLM |  |  | REM
| - | #N/A | #N/A | #N/A | Material Claiming | 0 |  |  | 0 |  |  |  | 0 |  |  | SLM |  |  | REM
| - | #N/A | #N/A | #N/A | Material Claiming | 0 |  |  | 0 |  |  |  | 0 |  |  | SLM |  |  | REM
| - | #N/A | #N/A | #N/A | Material Claiming | 0 |  |  | 0 |  |  |  | 0 |  |  | SLM |  |  | REM
| - | #N/A | #N/A | #N/A | Material Claiming | 0 |  |  | 0 |  |  |  | 0 |  |  | SLM |  |  | REM
| - | #N/A | #N/A | #N/A | Material Claiming | 0 |  |  | 0 |  |  |  | 0 |  |  | SLM |  |  | REM
| - | #N/A | #N/A | #N/A | Material Claiming | 0 |  |  | 0 |  |  |  | 0 |  |  | SLM |  |  | REM
| - | #N/A | #N/A | #N/A | Material Claiming | 0 |  |  | 0 |  |  |  | 0 |  |  | SLM |  |  | REM
| - | #N/A | #N/A | #N/A | Material Claiming | 0 |  |  | 0 |  |  |  | 0 |  |  | SLM |  |  | REM
| - | #N/A | #N/A | #N/A | Material Claiming | 0 |  |  | 0 |  |  |  | 0 |  |  | SLM |  |  | REM
| - | #N/A | #N/A | #N/A | Material Claiming | 0 |  |  | 0 |  |  |  | 0 |  |  | SLM |  |  | REM
| - | #N/A | #N/A | #N/A | Material Claiming | 0 |  |  | 0 |  |  |  | 0 |  |  | SLM |  |  | REM
| - | #N/A | #N/A | #N/A | Material Claiming | 0 |  |  | 0 |  |  |  | 0 |  |  | SLM |  |  | REM
| - | #N/A | #N/A | #N/A | Material Claiming | 0 |  |  | 0 |  |  |  | 0 |  |  | SLM |  |  | REM
| - | #N/A | #N/A | #N/A | Material Claiming | 0 |  |  | 0 |  |  |  | 0 |  |  | SLM |  |  | REM
| - | #N/A | #N/A | #N/A | Material Claiming | 0 |  |  | 0 |  |  |  | 0 |  |  | SLM |  |  | REM
| - | #N/A | #N/A | #N/A | Material Claiming | 0 |  |  | 0 |  |  |  | 0 |  |  | SLM |  |  | REM
| - | #N/A | #N/A | #N/A | Material Claiming | 0 |  |  | 0 |  |  |  | 0 |  |  | SLM |  |  | REM
| - | #N/A | #N/A | #N/A | Material Claiming | 0 |  |  | 0 |  |  |  | 0 |  |  | SLM |  |  | REM
| - | #N/A | #N/A | #N/A | Material Claiming | 0 |  |  | 0 |  |  |  | 0 |  |  | SLM |  |  | REM
| - | #N/A | #N/A | #N/A | Material Claiming | 0 |  |  | 0 |  |  |  | 0 |  |  | SLM |  |  | REM
| - | #N/A | #N/A | #N/A | Material Claiming | 0 |  |  | 0 |  |  |  | 0 |  |  | SLM |  |  | REM
| - | #N/A | #N/A | #N/A | Material Claiming | 0 |  |  | 0 |  |  |  | 0 |  |  | SLM |  |  | REM
| - | #N/A | #N/A | #N/A | Material Claiming | 0 |  |  | 0 |  |  |  | 0 |  |  | SLM |  |  | REM
| - | #N/A | #N/A | #N/A | Material Claiming | 0 |  |  | 0 |  |  |  | 0 |  |  | SLM |  |  | REM
| - | #N/A | #N/A | #N/A | Material Claiming | 0 |  |  | 0 |  |  |  | 0 |  |  | SLM |  |  | REM
| - | #N/A | #N/A | #N/A | Material Claiming | 0 |  |  | 0 |  |  |  | 0 |  |  | SLM |  |  | REM
| - | #N/A | #N/A | #N/A | Material Claiming | 0 |  |  | 0 |  |  |  | 0 |  |  | SLM |  |  | REM
| - | #N/A | #N/A | #N/A | Material Claiming | 0 |  |  | 0 |  |  |  | 0 |  |  | SLM |  |  | REM
| - | #N/A | #N/A | #N/A | Material Claiming | 0 |  |  | 0 |  |  |  | 0 |  |  | SLM |  |  | REM
| - | #N/A | #N/A | #N/A | Material Claiming | 0 |  |  | 0 |  |  |  | 0 |  |  | SLM |  |  | REM
| - | #N/A | #N/A | #N/A | Material Claiming | 0 |  |  | 0 |  |  |  | 0 |  |  | SLM |  |  | REM
| - | #N/A | #N/A | #N/A | Material Claiming | 0 |  |  | 0 |  |  |  | 0 |  |  | SLM |  |  | REM
| - | #N/A | #N/A | #N/A | Material Claiming | 0 |  |  | 0 |  |  |  | 0 |  |  | SLM |  |  | REM
| - | #N/A | #N/A | #N/A | Material Claiming | 0 |  |  | 0 |  |  |  | 0 |  |  | SLM |  |  | REM
| - | #N/A | #N/A | #N/A | Material Claiming | 0 |  |  | 0 |  |  |  | 0 |  |  | SLM |  |  | REM
| - | #N/A | #N/A | #N/A | Material Claiming | 0 |  |  | 0 |  |  |  | 0 |  |  | SLM |  |  | REM
| - | #N/A | #N/A | #N/A | Material Claiming | 0 |  |  | 0 |  |  |  | 0 |  |  | SLM |  |  | REM
| - | #N/A | #N/A | #N/A | Material Claiming | 0 |  |  | 0 |  |  |  | 0 |  |  | SLM |  |  | REM
| - | #N/A | #N/A | #N/A | Material Claiming | 0 |  |  | 0 |  |  |  | 0 |  |  | SLM |  |  | REM
| - | #N/A | #N/A | #N/A | Material Claiming | 0 |  |  | 0 |  |  |  | 0 |  |  | SLM |  |  | REM
| - | #N/A | #N/A | #N/A | Material Claiming | 0 |  |  | 0 |  |  |  | 0 |  |  | SLM |  |  | REM
| - | #N/A | #N/A | #N/A | Material Claiming | 0 |  |  | 0 |  |  |  | 0 |  |  | SLM |  |  | REM
| - | #N/A | #N/A | #N/A | Material Claiming | 0 |  |  | 0 |  |  |  | 0 |  |  | SLM |  |  | REM
| - | #N/A | #N/A | #N/A | Material Claiming | 0 |  |  | 0 |  |  |  | 0 |  |  | SLM |  |  | REM
| - | #N/A | #N/A | #N/A | Material Claiming | 0 |  |  | 0 |  |  |  | 0 |  |  | SLM |  |  | REM
| - | #N/A | #N/A | #N/A | Material Claiming | 0 |  |  | 0 |  |  |  | 0 |  |  | SLM |  |  | REM
| - | #N/A | #N/A | #N/A | Material Claiming | 0 |  |  | 0 |  |  |  | 0 |  |  | SLM |  |  | REM
| - | #N/A | #N/A | #N/A | Material Claiming | 0 |  |  | 0 |  |  |  | 0 |  |  | SLM |  |  | REM
| - | #N/A | #N/A | #N/A | Material Claiming | 0 |  |  | 0 |  |  |  | 0 |  |  | SLM |  |  | REM
| - | #N/A | #N/A | #N/A | Material Claiming | 0 |  |  | 0 |  |  |  | 0 |  |  | SLM |  |  | REM
| - | #N/A | #N/A | #N/A | Material Claiming | 0 |  |  | 0 |  |  |  | 0 |  |  | SLM |  |  | REM
| - | #N/A | #N/A | #N/A | Material Claiming | 0 |  |  | 0 |  |  |  | 0 |  |  | SLM |  |  | REM
| - | #N/A | #N/A | #N/A | Material Claiming | 0 |  |  | 0 |  |  |  | 0 |  |  | SLM |  |  | REM
| - | #N/A | #N/A | #N/A | Material Claiming | 0 |  |  | 0 |  |  |  | 0 |  |  | SLM |  |  | REM
| - | #N/A | #N/A | #N/A | Material Claiming | 0 |  |  | 0 |  |  |  | 0 |  |  | SLM |  |  | REM
| - | #N/A | #N/A | #N/A | Material Claiming | 0 |  |  | 0 |  |  |  | 0 |  |  | SLM |  |  | REM
| - | #N/A | #N/A | #N/A | Material Claiming | 0 |  |  | 0 |  |  |  | 0 |  |  | SLM |  |  | REM
| - | #N/A | #N/A | #N/A | Material Claiming | 0 |  |  | 0 |  |  |  | 0 |  |  | SLM |  |  | REM
| - | #N/A | #N/A | #N/A | Material Claiming | 0 |  |  | 0 |  |  |  | 0 |  |  | SLM |  |  | REM
| - | #N/A | #N/A | #N/A | Material Claiming | 0 |  |  | 0 |  |  |  | 0 |  |  | SLM |  |  | REM
| - | #N/A | #N/A | #N/A | Material Claiming | 0 |  |  | 0 |  |  |  | 0 |  |  | SLM |  |  | REM
| - | #N/A | #N/A | #N/A | Material Claiming | 0 |  |  | 0 |  |  |  | 0 |  |  | SLM |  |  | REM
| - | #N/A | #N/A | #N/A | Material Claiming | 0 |  |  | 0 |  |  |  | 0 |  |  | SLM |  |  | REM
| - | #N/A | #N/A | #N/A | Material Claiming | 0 |  |  | 0 |  |  |  | 0 |  |  | SLM |  |  | REM
| - | #N/A | #N/A | #N/A | Material Claiming | 0 |  |  | 0 |  |  |  | 0 |  |  | SLM |  |  | REM
| - | #N/A | #N/A | #N/A | Material Claiming | 0 |  |  | 0 |  |  |  | 0 |  |  | SLM |  |  | REM
| - | #N/A | #N/A | #N/A | Material Claiming | 0 |  |  | 0 |  |  |  | 0 |  |  | SLM |  |  | REM
| - | #N/A | #N/A | #N/A | Material Claiming | 0 |  |  | 0 |  |  |  | 0 |  |  | SLM |  |  | REM
| - | #N/A | #N/A | #N/A | Material Claiming | 0 |  |  | 0 |  |  |  | 0 |  |  | SLM |  |  | REM
| - | #N/A | #N/A | #N/A | Material Claiming | 0 |  |  | 0 |  |  |  | 0 |  |  | SLM |  |  | REM
| - | #N/A | #N/A | #N/A | Material Claiming | 0 |  |  | 0 |  |  |  | 0 |  |  | SLM |  |  | REM
| - | #N/A | #N/A | #N/A | Material Claiming | 0 |  |  | 0 |  |  |  | 0 |  |  | SLM |  |  | REM
| - | #N/A | #N/A | #N/A | Material Claiming | 0 |  |  | 0 |  |  |  | 0 |  |  | SLM |  |  | REM
| - | #N/A | #N/A | #N/A | Material Claiming | 0 |  |  | 0 |  |  |  | 0 |  |  | SLM |  |  | REM
| - | #N/A | #N/A | #N/A | Material Claiming | 0 |  |  | 0 |  |  |  | 0 |  |  | SLM |  |  | REM
| - | #N/A | #N/A | #N/A | Material Claiming | 0 |  |  | 0 |  |  |  | 0 |  |  | SLM |  |  | REM
| - | #N/A | #N/A | #N/A | Material Claiming | 0 |  |  | 0 |  |  |  | 0 |  |  | SLM |  |  | REM
| - | #N/A | #N/A | #N/A | Material Claiming | 0 |  |  | 0 |  |  |  | 0 |  |  | SLM |  |  | REM
| - | #N/A | #N/A | #N/A | Material Claiming | 0 |  |  | 0 |  |  |  | 0 |  |  | SLM |  |  | REM
| - | #N/A | #N/A | #N/A | Material Claiming | 0 |  |  | 0 |  |  |  | 0 |  |  | SLM |  |  | REM
| - | #N/A | #N/A | #N/A | Material Claiming | 0 |  |  | 0 |  |  |  | 0 |  |  | SLM |  |  | REM
| - | #N/A | #N/A | #N/A | Material Claiming | 0 |  |  | 0 |  |  |  | 0 |  |  | SLM |  |  | REM
| - | #N/A | #N/A | #N/A | Material Claiming | 0 |  |  | 0 |  |  |  | 0 |  |  | SLM |  |  | REM
| - | #N/A | #N/A | #N/A | Material Claiming | 0 |  |  | 0 |  |  |  | 0 |  |  | SLM |  |  | REM
| - | #N/A | #N/A | #N/A | Material Claiming | 0 |  |  | 0 |  |  |  | 0 |  |  | SLM |  |  | REM
| - | #N/A | #N/A | #N/A | Material Claiming | 0 |  |  | 0 |  |  |  | 0 |  |  | SLM |  |  | REM
| - | #N/A | #N/A | #N/A | Material Claiming | 0 |  |  | 0 |  |  |  | 0 |  |  | SLM |  |  | REM
| - | #N/A | #N/A | #N/A | Material Claiming | 0 |  |  | 0 |  |  |  | 0 |  |  | SLM |  |  | REM
| - | #N/A | #N/A | #N/A | Material Claiming | 0 |  |  | 0 |  |  |  | 0 |  |  | SLM |  |  | REM
| - | #N/A | #N/A | #N/A | Material Claiming | 0 |  |  | 0 |  |  |  | 0 |  |  | SLM |  |  | REM
| - | #N/A | #N/A | #N/A | Material Claiming | 0 |  |  | 0 |  |  |  | 0 |  |  | SLM |  |  | REM
| - | #N/A | #N/A | #N/A | Material Claiming | 0 |  |  | 0 |  |  |  | 0 |  |  | SLM |  |  | REM
| - | #N/A | #N/A | #N/A | Material Claiming | 0 |  |  | 0 |  |  |  | 0 |  |  | SLM |  |  | REM
| - | #N/A | #N/A | #N/A | Material Claiming | 0 |  |  | 0 |  |  |  | 0 |  |  | SLM |  |  | REM
| - | #N/A | #N/A | #N/A | Material Claiming | 0 |  |  | 0 |  |  |  | 0 |  |  | SLM |  |  | REM
| - | #N/A | #N/A | #N/A | Material Claiming | 0 |  |  | 0 |  |  |  | 0 |  |  | SLM |  |  | REM
| - | #N/A | #N/A | #N/A | Material Claiming | 0 |  |  | 0 |  |  |  | 0 |  |  | SLM |  |  | REM
| - | #N/A | #N/A | #N/A | Material Claiming | 0 |  |  | 0 |  |  |  | 0 |  |  | SLM |  |  | REM
| - | #N/A | #N/A | #N/A | Material Claiming | 0 |  |  | 0 |  |  |  | 0 |  |  | SLM |  |  | REM
| - | #N/A | #N/A | #N/A | Material Claiming | 0 |  |  | 0 |  |  |  | 0 |  |  | SLM |  |  | REM
| - | #N/A | #N/A | #N/A | Material Claiming | 0 |  |  | 0 |  |  |  | 0 |  |  | SLM |  |  | REM
| - | #N/A | #N/A | #N/A | Material Claiming | 0 |  |  | 0 |  |  |  | 0 |  |  | SLM |  |  | REM
| - | #N/A | #N/A | #N/A | Material Claiming | 0 |  |  | 0 |  |  |  | 0 |  |  | SLM |  |  | REM
| - | #N/A | #N/A | #N/A | Material Claiming | 0 |  |  | 0 |  |  |  | 0 |  |  | SLM |  |  | REM
| - | #N/A | #N/A | #N/A | Material Claiming | 0 |  |  | 0 |  |  |  | 0 |  |  | SLM |  |  | REM
| - | #N/A | #N/A | #N/A | Material Claiming | 0 |  |  | 0 |  |  |  | 0 |  |  | SLM |  |  | REM
| - | #N/A | #N/A | #N/A | Material Claiming | 0 |  |  | 0 |  |  |  | 0 |  |  | SLM |  |  | REM
| - | #N/A | #N/A | #N/A | Material Claiming | 0 |  |  | 0 |  |  |  | 0 |  |  | SLM |  |  | REM
| - | #N/A | #N/A | #N/A | Material Claiming | 0 |  |  | 0 |  |  |  | 0 |  |  | SLM |  |  | REM
| - | #N/A | #N/A | #N/A | Material Claiming | 0 |  |  | 0 |  |  |  | 0 |  |  | SLM |  |  | REM
| - | #N/A | #N/A | #N/A | Material Claiming | 0 |  |  | 0 |  |  |  | 0 |  |  | SLM |  |  | REM
| - | #N/A | #N/A | #N/A | Material Claiming | 0 |  |  | 0 |  |  |  | 0 |  |  | SLM |  |  | REM
| - | #N/A | #N/A | #N/A | Material Claiming | 0 |  |  | 0 |  |  |  | 0 |  |  | SLM |  |  | REM
| - | #N/A | #N/A | #N/A | Material Claiming | 0 |  |  | 0 |  |  |  | 0 |  |  | SLM |  |  | REM
| - | #N/A | #N/A | #N/A | Material Claiming | 0 |  |  | 0 |  |  |  | 0 |  |  | SLM |  |  | REM
| - | #N/A | #N/A | #N/A | Material Claiming | 0 |  |  | 0 |  |  |  | 0 |  |  | SLM |  |  | REM
| - | #N/A | #N/A | #N/A | Material Claiming | 0 |  |  | 0 |  |  |  | 0 |  |  | SLM |  |  | REM
| - | #N/A | #N/A | #N/A | Material Claiming | 0 |  |  | 0 |  |  |  | 0 |  |  | SLM |  |  | REM
| - | #N/A | #N/A | #N/A | Material Claiming | 0 |  |  | 0 |  |  |  | 0 |  |  | SLM |  |  | REM
| - | #N/A | #N/A | #N/A | Material Claiming | 0 |  |  | 0 |  |  |  | 0 |  |  | SLM |  |  | REM
| - | #N/A | #N/A | #N/A | Material Claiming | 0 |  |  | 0 |  |  |  | 0 |  |  | SLM |  |  | REM
| - | #N/A | #N/A | #N/A | Material Claiming | 0 |  |  | 0 |  |  |  | 0 |  |  | SLM |  |  | REM
| - | #N/A | #N/A | #N/A | Material Claiming | 0 |  |  | 0 |  |  |  | 0 |  |  | SLM |  |  | REM
| - | #N/A | #N/A | #N/A | Material Claiming | 0 |  |  | 0 |  |  |  | 0 |  |  | SLM |  |  | REM
| - | #N/A | #N/A | #N/A | Material Claiming | 0 |  |  | 0 |  |  |  | 0 |  |  | SLM |  |  | REM
| - | #N/A | #N/A | #N/A | Material Claiming | 0 |  |  | 0 |  |  |  | 0 |  |  | SLM |  |  | REM
| - | #N/A | #N/A | #N/A | Material Claiming | 0 |  |  | 0 |  |  |  | 0 |  |  | SLM |  |  | REM
| - | #N/A | #N/A | #N/A | Material Claiming | 0 |  |  | 0 |  |  |  | 0 |  |  | SLM |  |  | REM
| - | #N/A | #N/A | #N/A | Material Claiming | 0 |  |  | 0 |  |  |  | 0 |  |  | SLM |  |  | REM
| - | #N/A | #N/A | #N/A | Material Claiming | 0 |  |  | 0 |  |  |  | 0 |  |  | SLM |  |  | REM
| - | #N/A | #N/A | #N/A | Material Claiming | 0 |  |  | 0 |  |  |  | 0 |  |  | SLM |  |  | REM
| - | #N/A | #N/A | #N/A | Material Claiming | 0 |  |  | 0 |  |  |  | 0 |  |  | SLM |  |  | REM
| - | #N/A | #N/A | #N/A | Material Claiming | 0 |  |  | 0 |  |  |  | 0 |  |  | SLM |  |  | REM
| - | #N/A | #N/A | #N/A | Material Claiming | 0 |  |  | 0 |  |  |  | 0 |  |  | SLM |  |  | REM
| - | #N/A | #N/A | #N/A | Material Claiming | 0 |  |  | 0 |  |  |  | 0 |  |  | SLM |  |  | REM
| - | #N/A | #N/A | #N/A | Material Claiming | 0 |  |  | 0 |  |  |  | 0 |  |  | SLM |  |  | REM
| - | #N/A | #N/A | #N/A | Material Claiming | 0 |  |  | 0 |  |  |  | 0 |  |  | SLM |  |  | REM
| - | #N/A | #N/A | #N/A | Material Claiming | 0 |  |  | 0 |  |  |  | 0 |  |  | SLM |  |  | REM
| - | #N/A | #N/A | #N/A | Material Claiming | 0 |  |  | 0 |  |  |  | 0 |  |  | SLM |  |  | REM
| - | #N/A | #N/A | #N/A | Material Claiming | 0 |  |  | 0 |  |  |  | 0 |  |  | SLM |  |  | REM
| - | #N/A | #N/A | #N/A | Material Claiming | 0 |  |  | 0 |  |  |  | 0 |  |  | SLM |  |  | REM
| - | #N/A | #N/A | #N/A | Material Claiming | 0 |  |  | 0 |  |  |  | 0 |  |  | SLM |  |  | REM
| - | #N/A | #N/A | #N/A | Material Claiming | 0 |  |  | 0 |  |  |  | 0 |  |  | SLM |  |  | REM
| - | #N/A | #N/A | #N/A | Material Claiming | 0 |  |  | 0 |  |  |  | 0 |  |  | SLM |  |  | REM
| - | #N/A | #N/A | #N/A | Material Claiming | 0 |  |  | 0 |  |  |  | 0 |  |  | SLM |  |  | REM
| - | #N/A | #N/A | #N/A | Material Claiming | 0 |  |  | 0 |  |  |  | 0 |  |  | SLM |  |  | REM
| - | #N/A | #N/A | #N/A | Material Claiming | 0 |  |  | 0 |  |  |  | 0 |  |  | SLM |  |  | REM
| - | #N/A | #N/A | #N/A | Material Claiming | 0 |  |  | 0 |  |  |  | 0 |  |  | SLM |  |  | REM
| - | #N/A | #N/A | #N/A | Material Claiming | 0 |  |  | 0 |  |  |  | 0 |  |  | SLM |  |  | REM
| - | #N/A | #N/A | #N/A | Material Claiming | 0 |  |  | 0 |  |  |  | 0 |  |  | SLM |  |  | REM
| - | #N/A | #N/A | #N/A | Material Claiming | 0 |  |  | 0 |  |  |  | 0 |  |  | SLM |  |  | REM
| - | #N/A | #N/A | #N/A | Material Claiming | 0 |  |  | 0 |  |  |  | 0 |  |  | SLM |  |  | REM
| - | #N/A | #N/A | #N/A | Material Claiming | 0 |  |  | 0 |  |  |  | 0 |  |  | SLM |  |  | REM
| - | #N/A | #N/A | #N/A | Material Claiming | 0 |  |  | 0 |  |  |  | 0 |  |  | SLM |  |  | REM
| - | #N/A | #N/A | #N/A | Material Claiming | 0 |  |  | 0 |  |  |  | 0 |  |  | SLM |  |  | REM
| - | #N/A | #N/A | #N/A | Material Claiming | 0 |  |  | 0 |  |  |  | 0 |  |  | SLM |  |  | REM
| - | #N/A | #N/A | #N/A | Material Claiming | 0 |  |  | 0 |  |  |  | 0 |  |  | SLM |  |  | REM
| - | #N/A | #N/A | #N/A | Material Claiming | 0 |  |  | 0 |  |  |  | 0 |  |  | SLM |  |  | REM
| - | #N/A | #N/A | #N/A | Material Claiming | 0 |  |  | 0 |  |  |  | 0 |  |  | SLM |  |  | REM
| - | #N/A | #N/A | #N/A | Material Claiming | 0 |  |  | 0 |  |  |  | 0 |  |  | SLM |  |  | REM
| - | #N/A | #N/A | #N/A | Material Claiming | 0 |  |  | 0 |  |  |  | 0 |  |  | SLM |  |  | REM
| - | #N/A | #N/A | #N/A | Material Claiming | 0 |  |  | 0 |  |  |  | 0 |  |  | SLM |  |  | REM
| - | #N/A | #N/A | #N/A | Material Claiming | 0 |  |  | 0 |  |  |  | 0 |  |  | SLM |  |  | REM
| - | #N/A | #N/A | #N/A | Material Claiming | 0 |  |  | 0 |  |  |  | 0 |  |  | SLM |  |  | REM
| - | #N/A | #N/A | #N/A | Material Claiming | 0 |  |  | 0 |  |  |  | 0 |  |  | SLM |  |  | REM
| - | #N/A | #N/A | #N/A | Material Claiming | 0 |  |  | 0 |  |  |  | 0 |  |  | SLM |  |  | REM
| - | #N/A | #N/A | #N/A | Material Claiming | 0 |  |  | 0 |  |  |  | 0 |  |  | SLM |  |  | REM
| - | #N/A | #N/A | #N/A | Material Claiming | 0 |  |  | 0 |  |  |  | 0 |  |  | SLM |  |  | REM
| - | #N/A | #N/A | #N/A | Material Claiming | 0 |  |  | 0 |  |  |  | 0 |  |  | SLM |  |  | REM
| - | #N/A | #N/A | #N/A | Material Claiming | 0 |  |  | 0 |  |  |  | 0 |  |  | SLM |  |  | REM
| - | #N/A | #N/A | #N/A | Material Claiming | 0 |  |  | 0 |  |  |  | 0 |  |  | SLM |  |  | REM
| - | #N/A | #N/A | #N/A | Material Claiming | 0 |  |  | 0 |  |  |  | 0 |  |  | SLM |  |  | REM
| - | #N/A | #N/A | #N/A | Material Claiming | 0 |  |  | 0 |  |  |  | 0 |  |  | SLM |  |  | REM
| - | #N/A | #N/A | #N/A | Material Claiming | 0 |  |  | 0 |  |  |  | 0 |  |  | SLM |  |  | REM
| - | #N/A | #N/A | #N/A | Material Claiming | 0 |  |  | 0 |  |  |  | 0 |  |  | SLM |  |  | REM
| - | #N/A | #N/A | #N/A | Material Claiming | 0 |  |  | 0 |  |  |  | 0 |  |  | SLM |  |  | REM
| - | #N/A | #N/A | #N/A | Material Claiming | 0 |  |  | 0 |  |  |  | 0 |  |  | SLM |  |  | REM
| - | #N/A | #N/A | #N/A | Material Claiming | 0 |  |  | 0 |  |  |  | 0 |  |  | SLM |  |  | REM
| - | #N/A | #N/A | #N/A | Material Claiming | 0 |  |  | 0 |  |  |  | 0 |  |  | SLM |  |  | REM
| - | #N/A | #N/A | #N/A | Material Claiming | 0 |  |  | 0 |  |  |  | 0 |  |  | SLM |  |  | REM
| - | #N/A | #N/A | #N/A | Material Claiming | 0 |  |  | 0 |  |  |  | 0 |  |  | SLM |  |  | REM
| - | #N/A | #N/A | #N/A | Material Claiming | 0 |  |  | 0 |  |  |  | 0 |  |  | SLM |  |  | REM
| - | #N/A | #N/A | #N/A | Material Claiming | 0 |  |  | 0 |  |  |  | 0 |  |  | SLM |  |  | REM
| - | #N/A | #N/A | #N/A | Material Claiming | 0 |  |  | 0 |  |  |  | 0 |  |  | SLM |  |  | REM
| - | #N/A | #N/A | #N/A | Material Claiming | 0 |  |  | 0 |  |  |  | 0 |  |  | SLM |  |  | REM
| - | #N/A | #N/A | #N/A | Material Claiming | 0 |  |  | 0 |  |  |  | 0 |  |  | SLM |  |  | REM
| - | #N/A | #N/A | #N/A | Material Claiming | 0 |  |  | 0 |  |  |  | 0 |  |  | SLM |  |  | REM
| - | #N/A | #N/A | #N/A | Material Claiming | 0 |  |  | 0 |  |  |  | 0 |  |  | SLM |  |  | REM
| - | #N/A | #N/A | #N/A | Material Claiming | 0 |  |  | 0 |  |  |  | 0 |  |  | SLM |  |  | REM
| - | #N/A | #N/A | #N/A | Material Claiming | 0 |  |  | 0 |  |  |  | 0 |  |  | SLM |  |  | REM
| - | #N/A | #N/A | #N/A | Material Claiming | 0 |  |  | 0 |  |  |  | 0 |  |  | SLM |  |  | REM
| - | #N/A | #N/A | #N/A | Material Claiming | 0 |  |  | 0 |  |  |  | 0 |  |  | SLM |  |  | REM
| - | #N/A | #N/A | #N/A | Material Claiming | 0 |  |  | 0 |  |  |  | 0 |  |  | SLM |  |  | REM
| - | #N/A | #N/A | #N/A | Material Claiming | 0 |  |  | 0 |  |  |  | 0 |  |  | SLM |  |  | REM
| - | #N/A | #N/A | #N/A | Material Claiming | 0 |  |  | 0 |  |  |  | 0 |  |  | SLM |  |  | REM
| - | #N/A | #N/A | #N/A | Material Claiming | 0 |  |  | 0 |  |  |  | 0 |  |  | SLM |  |  | REM
| - | #N/A | #N/A | #N/A | Material Claiming | 0 |  |  | 0 |  |  |  | 0 |  |  | SLM |  |  | REM
| - | #N/A | #N/A | #N/A | Material Claiming | 0 |  |  | 0 |  |  |  | 0 |  |  | SLM |  |  | REM
| - | #N/A | #N/A | #N/A | Material Claiming | 0 |  |  | 0 |  |  |  | 0 |  |  | SLM |  |  | REM
| - | #N/A | #N/A | #N/A | Material Claiming | 0 |  |  | 0 |  |  |  | 0 |  |  | SLM |  |  | REM
| - | #N/A | #N/A | #N/A | Material Claiming | 0 |  |  | 0 |  |  |  | 0 |  |  | SLM |  |  | REM
| - | #N/A | #N/A | #N/A | Material Claiming | 0 |  |  | 0 |  |  |  | 0 |  |  | SLM |  |  | REM
| - | #N/A | #N/A | #N/A | Material Claiming | 0 |  |  | 0 |  |  |  | 0 |  |  | SLM |  |  | REM
| - | #N/A | #N/A | #N/A | Material Claiming | 0 |  |  | 0 |  |  |  | 0 |  |  | SLM |  |  | REM
| - | #N/A | #N/A | #N/A | Material Claiming | 0 |  |  | 0 |  |  |  | 0 |  |  | SLM |  |  | REM
| - | #N/A | #N/A | #N/A | Material Claiming | 0 |  |  | 0 |  |  |  | 0 |  |  | SLM |  |  | REM
| - | #N/A | #N/A | #N/A | Material Claiming | 0 |  |  | 0 |  |  |  | 0 |  |  | SLM |  |  | REM
| - | #N/A | #N/A | #N/A | Material Claiming | 0 |  |  | 0 |  |  |  | 0 |  |  | SLM |  |  | REM
| - | #N/A | #N/A | #N/A | Material Claiming | 0 |  |  | 0 |  |  |  | 0 |  |  | SLM |  |  | REM
| - | #N/A | #N/A | #N/A | Material Claiming | 0 |  |  | 0 |  |  |  | 0 |  |  | SLM |  |  | REM
| - | #N/A | #N/A | #N/A | Material Claiming | 0 |  |  | 0 |  |  |  | 0 |  |  | SLM |  |  | REM
| - | #N/A | #N/A | #N/A | Material Claiming | 0 |  |  | 0 |  |  |  | 0 |  |  | SLM |  |  | REM
| - | #N/A | #N/A | #N/A | Material Claiming | 0 |  |  | 0 |  |  |  | 0 |  |  | SLM |  |  | REM
| - | #N/A | #N/A | #N/A | Material Claiming | 0 |  |  | 0 |  |  |  | 0 |  |  | SLM |  |  | REM
| - | #N/A | #N/A | #N/A | Material Claiming | 0 |  |  | 0 |  |  |  | 0 |  |  | SLM |  |  | REM
| - | #N/A | #N/A | #N/A | Material Claiming | 0 |  |  | 0 |  |  |  | 0 |  |  | SLM |  |  | REM
| - | #N/A | #N/A | #N/A | Material Claiming | 0 |  |  | 0 |  |  |  | 0 |  |  | SLM |  |  | REM
| - | #N/A | #N/A | #N/A | Material Claiming | 0 |  |  | 0 |  |  |  | 0 |  |  | SLM |  |  | REM
| - | #N/A | #N/A | #N/A | Material Claiming | 0 |  |  | 0 |  |  |  | 0 |  |  | SLM |  |  | REM
| - | #N/A | #N/A | #N/A | Material Claiming | 0 |  |  | 0 |  |  |  | 0 |  |  | SLM |  |  | REM
| - | #N/A | #N/A | #N/A | Material Claiming | 0 |  |  | 0 |  |  |  | 0 |  |  | SLM |  |  | REM
| - | #N/A | #N/A | #N/A | Material Claiming | 0 |  |  | 0 |  |  |  | 0 |  |  | SLM |  |  | REM
| - | #N/A | #N/A | #N/A | Material Claiming | 0 |  |  | 0 |  |  |  | 0 |  |  | SLM |  |  | REM
| - | #N/A | #N/A | #N/A | Material Claiming | 0 |  |  | 0 |  |  |  | 0 |  |  | SLM |  |  | REM
| - | #N/A | #N/A | #N/A | Material Claiming | 0 |  |  | 0 |  |  |  | 0 |  |  | SLM |  |  | REM
| - | #N/A | #N/A | #N/A | Material Claiming | 0 |  |  | 0 |  |  |  | 0 |  |  | SLM |  |  | REM
| - | #N/A | #N/A | #N/A | Material Claiming | 0 |  |  | 0 |  |  |  | 0 |  |  | SLM |  |  | REM
| - | #N/A | #N/A | #N/A | Material Claiming | 0 |  |  | 0 |  |  |  | 0 |  |  | SLM |  |  | REM
| - | #N/A | #N/A | #N/A | Material Claiming | 0 |  |  | 0 |  |  |  | 0 |  |  | SLM |  |  | REM
| - | #N/A | #N/A | #N/A | Material Claiming | 0 |  |  | 0 |  |  |  | 0 |  |  | SLM |  |  | REM
| - | #N/A | #N/A | #N/A | Material Claiming | 0 |  |  | 0 |  |  |  | 0 |  |  | SLM |  |  | REM
| - | #N/A | #N/A | #N/A | Material Claiming | 0 |  |  | 0 |  |  |  | 0 |  |  | SLM |  |  | REM
| - | #N/A | #N/A | #N/A | Material Claiming | 0 |  |  | 0 |  |  |  | 0 |  |  | SLM |  |  | REM
| - | #N/A | #N/A | #N/A | Material Claiming | 0 |  |  | 0 |  |  |  | 0 |  |  | SLM |  |  | REM
| - | #N/A | #N/A | #N/A | Material Claiming | 0 |  |  | 0 |  |  |  | 0 |  |  | SLM |  |  | REM
| - | #N/A | #N/A | #N/A | Material Claiming | 0 |  |  | #N/A |  |  |  | 0 |  |  | SLM |  |  | REM
| - | #N/A | #N/A | #N/A | Material Claiming | 0 |  |  | #N/A |  |  |  | 0 |  |  | SLM |  |  | REM
| - | #N/A | #N/A | #N/A | Material Claiming | 0 |  |  | #N/A |  |  |  | 0 |  |  | SLM |  |  | REM
| - | #N/A | #N/A | #N/A | Material Claiming | 0 |  |  | #N/A |  |  |  | 0 |  |  | SLM |  |  | REM
| - | #N/A | #N/A | #N/A | Material Claiming | 0 |  |  | #N/A |  |  |  | 0 |  |  | SLM |  |  | REM
| - | #N/A | #N/A | #N/A | Material Claiming | 0 |  |  | #N/A |  |  |  | 0 |  |  | SLM |  |  | REM
| - | #N/A | #N/A | #N/A | Material Claiming | 0 |  |  | #N/A |  |  |  | 0 |  |  | SLM |  |  | REM
| - | #N/A | #N/A | #N/A | Material Claiming | 0 |  |  | #N/A |  |  |  | 0 |  |  | SLM |  |  | REM
| - | #N/A | #N/A | #N/A | Material Claiming | 0 |  |  | #N/A |  |  |  | 0 |  |  | SLM |  |  | REM
| - | #N/A | #N/A | #N/A | Material Claiming | 0 |  |  | #N/A |  |  |  | 0 |  |  | SLM |  |  | REM
| - | #N/A | #N/A | #N/A | Material Claiming | 0 |  |  | #N/A |  |  |  | 0 |  |  | SLM |  |  | REM
| - | #N/A | #N/A | #N/A | Material Claiming | 0 |  |  | #N/A |  |  |  | 0 |  |  | SLM |  |  | REM
| - | #N/A | #N/A | #N/A | Material Claiming | 0 |  |  | #N/A |  |  |  | 0 |  |  | SLM |  |  | REM
| - | #N/A | #N/A | #N/A | Material Claiming | 0 |  |  | #N/A |  |  |  | 0 |  |  | SLM |  |  | REM
| - | #N/A | #N/A | #N/A | Material Claiming | 0 |  |  | #N/A |  |  |  | 0 |  |  | SLM |  |  | REM
| - | #N/A | #N/A | #N/A | Material Claiming | 0 |  |  | #N/A |  |  |  | 0 |  |  | SLM |  |  | REM
| - | #N/A | #N/A | #N/A | Material Claiming | 0 |  |  | #N/A |  |  |  | 0 |  |  | SLM |  |  | REM
| - | #N/A | #N/A | #N/A | Material Claiming | 0 |  |  | #N/A |  |  |  | 0 |  |  | SLM |  |  | REM
| - | #N/A | #N/A | #N/A | Material Claiming | 0 |  |  | #N/A |  |  |  | 0 |  |  | SLM |  |  | REM
| - | #N/A | #N/A | #N/A | Material Claiming | 0 |  |  | #N/A |  |  |  | 0 |  |  | SLM |  |  | REM
| - | #N/A | #N/A | #N/A | Material Claiming | 0 |  |  | #N/A |  |  |  | 0 |  |  | SLM |  |  | REM
| - | #N/A | #N/A | #N/A | Material Claiming | 0 |  |  | #N/A |  |  |  | 0 |  |  | SLM |  |  | REM
| - | #N/A | #N/A | #N/A | Material Claiming | 0 |  |  | #N/A |  |  |  | 0 |  |  | SLM |  |  | REM
| - | #N/A | #N/A | #N/A | Material Claiming | 0 |  |  | #N/A |  |  |  | 0 |  |  | SLM |  |  | REM
| - | #N/A | #N/A | #N/A | Material Claiming | 0 |  |  | #N/A |  |  |  | 0 |  |  | SLM |  |  | REM
| - | #N/A | #N/A | #N/A | Material Claiming | 0 |  |  | #N/A |  |  |  | 0 |  |  | SLM |  |  | REM
| - | #N/A | #N/A | #N/A | Material Claiming | 0 |  |  | #N/A |  |  |  | 0 |  |  | SLM |  |  | REM
| - | #N/A | #N/A | #N/A | Material Claiming | 0 |  |  | #N/A |  |  |  | 0 |  |  | SLM |  |  | REM
| - | #N/A | #N/A | #N/A | Material Claiming | 0 |  |  | #N/A |  |  |  | 0 |  |  | SLM |  |  | REM
| - | #N/A | #N/A | #N/A | Material Claiming | 0 |  |  | #N/A |  |  |  | 0 |  |  | SLM |  |  | REM
| - | #N/A | #N/A | #N/A | Material Claiming | 0 |  |  | #N/A |  |  |  | 0 |  |  | SLM |  |  | REM
| - | #N/A | #N/A | #N/A | Material Claiming | 0 |  |  | #N/A |  |  |  | 0 |  |  | SLM |  |  | REM
| - | #N/A | #N/A | #N/A | Material Claiming | 0 |  |  | #N/A |  |  |  | 0 |  |  | SLM |  |  | REM
| - | #N/A | #N/A | #N/A | Material Claiming | 0 |  |  | #N/A |  |  |  | 0 |  |  | SLM |  |  | REM
| - | #N/A | #N/A | #N/A | Material Claiming | 0 |  |  | #N/A |  |  |  | 0 |  |  | SLM |  |  | REM
| - | #N/A | #N/A | #N/A | Material Claiming | 0 |  |  | #N/A |  |  |  | 0 |  |  | SLM |  |  | REM
| - | #N/A | #N/A | #N/A | Material Claiming | 0 |  |  | #N/A |  |  |  | 0 |  |  | SLM |  |  | REM
| - | #N/A | #N/A | #N/A | Material Claiming | 0 |  |  | #N/A |  |  |  | 0 |  |  | SLM |  |  | REM
| - | #N/A | #N/A | #N/A | Material Claiming | 0 |  |  | #N/A |  |  |  | 0 |  |  | SLM |  |  | REM
| - | #N/A | #N/A | #N/A | Material Claiming | 0 |  |  | #N/A |  |  |  | 0 |  |  | SLM |  |  | REM
| - | #N/A | #N/A | #N/A | Material Claiming | 0 |  |  | #N/A |  |  |  | 0 |  |  | SLM |  |  | REM
| - | #N/A | #N/A | #N/A | Material Claiming | 0 |  |  | #N/A |  |  |  | 0 |  |  | SLM |  |  | REM
| - | #N/A | #N/A | #N/A | Material Claiming | 0 |  |  | #N/A |  |  |  | 0 |  |  | SLM |  |  | REM
| - | #N/A | #N/A | #N/A | Material Claiming | 0 |  |  | #N/A |  |  |  | 0 |  |  | SLM |  |  | REM
| - | #N/A | #N/A | #N/A | Material Claiming | 0 |  |  | #N/A |  |  |  | 0 |  |  | SLM |  |  | REM
| - | #N/A | #N/A | #N/A | Material Claiming | 0 |  |  | #N/A |  |  |  | 0 |  |  | SLM |  |  | REM
| - | #N/A | #N/A | #N/A | Material Claiming | 0 |  |  | #N/A |  |  |  | 0 |  |  | SLM |  |  | REM
| - | #N/A | #N/A | #N/A | Material Claiming | 0 |  |  | #N/A |  |  |  | 0 |  |  | SLM |  |  | REM
| - | #N/A | #N/A | #N/A | Material Claiming | 0 |  |  | #N/A |  |  |  | 0 |  |  | SLM |  |  | REM
| - | #N/A | #N/A | #N/A | Material Claiming | 0 |  |  | #N/A |  |  |  | 0 |  |  | SLM |  |  | REM
| - | #N/A | #N/A | #N/A | Material Claiming | 0 |  |  | #N/A |  |  |  | 0 |  |  | SLM |  |  | REM
| - | #N/A | #N/A | #N/A | Material Claiming | 0 |  |  | #N/A |  |  |  | 0 |  |  | SLM |  |  | REM
| - | #N/A | #N/A | #N/A | Material Claiming | 0 |  |  | #N/A |  |  |  | 0 |  |  | SLM |  |  | REM
| - | #N/A | #N/A | #N/A | Material Claiming | 0 |  |  | #N/A |  |  |  | 0 |  |  | SLM |  |  | REM
| - | #N/A | #N/A | #N/A | Material Claiming | 0 |  |  | #N/A |  |  |  | 0 |  |  | SLM |  |  | REM
| - | #N/A | #N/A | #N/A | Material Claiming | 0 |  |  | #N/A |  |  |  | 0 |  |  | SLM |  |  | REM
| - | #N/A | #N/A | #N/A | Material Claiming | 0 |  |  | #N/A |  |  |  | 0 |  |  | SLM |  |  | REM
| - | #N/A | #N/A | #N/A | Material Claiming | 0 |  |  | #N/A |  |  |  | 0 |  |  | SLM |  |  | REM
| - | #N/A | #N/A | #N/A | Material Claiming | 0 |  |  | #N/A |  |  |  | 0 |  |  | SLM |  |  | REM
| - | #N/A | #N/A | #N/A | Material Claiming | 0 |  |  | #N/A |  |  |  | 0 |  |  | SLM |  |  | REM
| - | #N/A | #N/A | #N/A | Material Claiming | 0 |  |  | #N/A |  |  |  | 0 |  |  | SLM |  |  | REM
| - | #N/A | #N/A | #N/A | Material Claiming | 0 |  |  | #N/A |  |  |  | 0 |  |  | SLM |  |  | REM
| - | #N/A | #N/A | #N/A | Material Claiming | 0 |  |  | #N/A |  |  |  | 0 |  |  | SLM |  |  | REM
| - | #N/A | #N/A | #N/A | Material Claiming | 0 |  |  | #N/A |  |  |  | 0 |  |  | SLM |  |  | REM
| - | #N/A | #N/A | #N/A | Material Claiming | 0 |  |  | #N/A |  |  |  | 0 |  |  | SLM |  |  | REM
| - | #N/A | #N/A | #N/A | Material Claiming | 0 |  |  | #N/A |  |  |  | 0 |  |  | SLM |  |  | REM
| - | #N/A | #N/A | #N/A | Material Claiming | 0 |  |  | #N/A |  |  |  | 0 |  |  | SLM |  |  | REM
| - | #N/A | #N/A | #N/A | Material Claiming | 0 |  |  | #N/A |  |  |  | 0 |  |  | SLM |  |  | REM
| - | #N/A | #N/A | #N/A | Material Claiming | 0 |  |  | #N/A |  |  |  | 0 |  |  | SLM |  |  | REM
| - | #N/A | #N/A | #N/A | Material Claiming | 0 |  |  | #N/A |  |  |  | 0 |  |  | SLM |  |  | REM
| - | #N/A | #N/A | #N/A | Material Claiming | 0 |  |  | #N/A |  |  |  | 0 |  |  | SLM |  |  | REM
| - | #N/A | #N/A | #N/A | Material Claiming | 0 |  |  | #N/A |  |  |  | 0 |  |  | SLM |  |  | REM
| - | #N/A | #N/A | #N/A | Material Claiming | 0 |  |  | #N/A |  |  |  | 0 |  |  | SLM |  |  | REM
| - | #N/A | #N/A | #N/A | Material Claiming | 0 |  |  | #N/A |  |  |  | 0 |  |  | SLM |  |  | REM
| - | #N/A | #N/A | #N/A | Material Claiming | 0 |  |  | #N/A |  |  |  | 0 |  |  | SLM |  |  | REM
| - | #N/A | #N/A | #N/A | Material Claiming | 0 |  |  | #N/A |  |  |  | 0 |  |  | SLM |  |  | REM
| - | #N/A | #N/A | #N/A | Material Claiming | 0 |  |  | #N/A |  |  |  | 0 |  |  | SLM |  |  | REM
| - | #N/A | #N/A | #N/A | Material Claiming | 0 |  |  | #N/A |  |  |  | 0 |  |  | SLM |  |  | REM
| - | #N/A | #N/A | #N/A | Material Claiming | 0 |  |  | #N/A |  |  |  | 0 |  |  | SLM |  |  | REM
| - | #N/A | #N/A | #N/A | Material Claiming | 0 |  |  | #N/A |  |  |  | 0 |  |  | SLM |  |  | REM
| - | #N/A | #N/A | #N/A | Material Claiming | 0 |  |  | #N/A |  |  |  | 0 |  |  | SLM |  |  | REM
| - | #N/A | #N/A | #N/A | Material Claiming | 0 |  |  | #N/A |  |  |  | 0 |  |  | SLM |  |  | REM
| - | #N/A | #N/A | #N/A | Material Claiming | 0 |  |  | #N/A |  |  |  | 0 |  |  | SLM |  |  | REM
| - | #N/A | #N/A | #N/A | Material Claiming | 0 |  |  | #N/A |  |  |  | 0 |  |  | SLM |  |  | REM
| - | #N/A | #N/A | #N/A | Material Claiming | 0 |  |  | #N/A |  |  |  | 0 |  |  | SLM |  |  | REM
| - | #N/A | #N/A | #N/A | Material Claiming | 0 |  |  | #N/A |  |  |  | 0 |  |  | SLM |  |  | REM
| - | #N/A | #N/A | #N/A | Material Claiming | 0 |  |  | #N/A |  |  |  | 0 |  |  | SLM |  |  | REM
| - | #N/A | #N/A | #N/A | Material Claiming | 0 |  |  | #N/A |  |  |  | 0 |  |  | SLM |  |  | REM
| - | #N/A | #N/A | #N/A | Material Claiming | 0 |  |  | #N/A |  |  |  | 0 |  |  | SLM |  |  | REM
| - | #N/A | #N/A | #N/A | Material Claiming | 0 |  |  | #N/A |  |  |  | 0 |  |  | SLM |  |  | REM
| - | #N/A | #N/A | #N/A | Material Claiming | 0 |  |  | #N/A |  |  |  | 0 |  |  | SLM |  |  | REM
| - | #N/A | #N/A | #N/A | Material Claiming | 0 |  |  | #N/A |  |  |  | 0 |  |  | SLM |  |  | REM
| - | #N/A | #N/A | #N/A | Material Claiming | 0 |  |  | #N/A |  |  |  | 0 |  |  | SLM |  |  | REM
| - | #N/A | #N/A | #N/A | Material Claiming | 0 |  |  | #N/A |  |  |  | 0 |  |  | SLM |  |  | REM
| - | #N/A | #N/A | #N/A | Material Claiming | 0 |  |  | #N/A |  |  |  | 0 |  |  | SLM |  |  | REM
| - | #N/A | #N/A | #N/A | Material Claiming | 0 |  |  | #N/A |  |  |  | 0 |  |  | SLM |  |  | REM
| - | #N/A | #N/A | #N/A | Material Claiming | 0 |  |  | #N/A |  |  |  | 0 |  |  | SLM |  |  | REM
| - | #N/A | #N/A | #N/A | Material Claiming | 0 |  |  | #N/A |  |  |  | 0 |  |  | SLM |  |  | REM
| - | #N/A | #N/A | #N/A | Material Claiming | 0 |  |  | #N/A |  |  |  | 0 |  |  | SLM |  |  | REM
| - | #N/A | #N/A | #N/A | Material Claiming | 0 |  |  | #N/A |  |  |  | 0 |  |  | SLM |  |  | REM
| - | #N/A | #N/A | #N/A | Material Claiming | 0 |  |  | #N/A |  |  |  | 0 |  |  | SLM |  |  | REM
| - | #N/A | #N/A | #N/A | Material Claiming | 0 |  |  | #N/A |  |  |  | 0 |  |  | SLM |  |  | REM
| - | #N/A | #N/A | #N/A | Material Claiming | 0 |  |  | #N/A |  |  |  | 0 |  |  | SLM |  |  | REM
| - | #N/A | #N/A | #N/A | Material Claiming | 0 |  |  | #N/A |  |  |  | 0 |  |  | SLM |  |  | REM
| - | #N/A | #N/A | #N/A | Material Claiming | 0 |  |  | #N/A |  |  |  | 0 |  |  | SLM |  |  | REM
| - | #N/A | #N/A | #N/A | Material Claiming | 0 |  |  | #N/A |  |  |  | 0 |  |  | SLM |  |  | REM
| - | #N/A | #N/A | #N/A | Material Claiming | 0 |  |  | #N/A |  |  |  | 0 |  |  | SLM |  |  | REM
| - | #N/A | #N/A | #N/A | Material Claiming | 0 |  |  | #N/A |  |  |  | 0 |  |  | SLM |  |  | REM
| - | #N/A | #N/A | #N/A | Material Claiming | 0 |  |  | #N/A |  |  |  | 0 |  |  | SLM |  |  | REM
| - | #N/A | #N/A | #N/A | Material Claiming | 0 |  |  | #N/A |  |  |  | 0 |  |  | SLM |  |  | REM
| - | #N/A | #N/A | #N/A | Material Claiming | 0 |  |  | #N/A |  |  |  | 0 |  |  | SLM |  |  | REM
| - | #N/A | #N/A | #N/A | Material Claiming | 0 |  |  | #N/A |  |  |  | 0 |  |  | SLM |  |  | REM
| - | #N/A | #N/A | #N/A | Material Claiming | 0 |  |  | #N/A |  |  |  | 0 |  |  | SLM |  |  | REM
| - | #N/A | #N/A | #N/A | Material Claiming | 0 |  |  | #N/A |  |  |  | 0 |  |  | SLM |  |  | REM
| - | #N/A | #N/A | #N/A | Material Claiming | 0 |  |  | #N/A |  |  |  | 0 |  |  | SLM |  |  | REM
| - | #N/A | #N/A | #N/A | Material Claiming | 0 |  |  | #N/A |  |  |  | 0 |  |  | SLM |  |  | REM
| - | #N/A | #N/A | #N/A | Material Claiming | 0 |  |  | #N/A |  |  |  | 0 |  |  | SLM |  |  | REM
| - | #N/A | #N/A | #N/A | Material Claiming | 0 |  |  | #N/A |  |  |  | 0 |  |  | SLM |  |  | REM
| - | #N/A | #N/A | #N/A | Material Claiming | 0 |  |  | #N/A |  |  |  | 0 |  |  | SLM |  |  | REM
| - | #N/A | #N/A | #N/A | Material Claiming | 0 |  |  | #N/A |  |  |  | 0 |  |  | SLM |  |  | REM
| - | #N/A | #N/A | #N/A | Material Claiming | 0 |  |  | #N/A |  |  |  | 0 |  |  | SLM |  |  | REM
| - | #N/A | #N/A | #N/A | Material Claiming | 0 |  |  | #N/A |  |  |  | 0 |  |  | SLM |  |  | REM
| - | #N/A | #N/A | #N/A | Material Claiming | 0 |  |  | #N/A |  |  |  | 0 |  |  | SLM |  |  | REM
| - | #N/A | #N/A | #N/A | Material Claiming | 0 |  |  | #N/A |  |  |  | 0 |  |  | SLM |  |  | REM
| - | #N/A | #N/A | #N/A | Material Claiming | 0 |  |  | #N/A |  |  |  | 0 |  |  | SLM |  |  | REM
| - | #N/A | #N/A | #N/A | Material Claiming | 0 |  |  | #N/A |  |  |  | 0 |  |  | SLM |  |  | REM
| - | #N/A | #N/A | #N/A | Material Claiming | 0 |  |  | #N/A |  |  |  | 0 |  |  | SLM |  |  | REM
| - | #N/A | #N/A | #N/A | Material Claiming | 0 |  |  | #N/A |  |  |  | 0 |  |  | SLM |  |  | REM
| - | #N/A | #N/A | #N/A | Material Claiming | 0 |  |  | #N/A |  |  |  | 0 |  |  | SLM |  |  | REM
| - | #N/A | #N/A | #N/A | Material Claiming | 0 |  |  | #N/A |  |  |  | 0 |  |  | SLM |  |  | REM
| - | #N/A | #N/A | #N/A | Material Claiming | 0 |  |  | #N/A |  |  |  | 0 |  |  | SLM |  |  | REM
| - | #N/A | #N/A | #N/A | Material Claiming | 0 |  |  | #N/A |  |  |  | 0 |  |  | SLM |  |  | REM
| - | #N/A | #N/A | #N/A | Material Claiming | 0 |  |  | #N/A |  |  |  | 0 |  |  | SLM |  |  | REM
| - | #N/A | #N/A | #N/A | Material Claiming | 0 |  |  | #N/A |  |  |  | 0 |  |  | SLM |  |  | REM
| - | #N/A | #N/A | #N/A | Material Claiming | 0 |  |  | #N/A |  |  |  | 0 |  |  | SLM |  |  | REM
| - | #N/A | #N/A | #N/A | Material Claiming | 0 |  |  | #N/A |  |  |  | 0 |  |  | SLM |  |  | REM
| - | #N/A | #N/A | #N/A | Material Claiming | 0 |  |  | #N/A |  |  |  | 0 |  |  | SLM |  |  | REM
| - | #N/A | #N/A | #N/A | Material Claiming | 0 |  |  | #N/A |  |  |  | 0 |  |  | SLM |  |  | REM
| - | #N/A | #N/A | #N/A | Material Claiming | 0 |  |  | #N/A |  |  |  | 0 |  |  | SLM |  |  | REM
| - | #N/A | #N/A | #N/A | Material Claiming | 0 |  |  | #N/A |  |  |  | 0 |  |  | SLM |  |  | REM
| - | #N/A | #N/A | #N/A | Material Claiming | 0 |  |  | #N/A |  |  |  | 0 |  |  | SLM |  |  | REM
| - | #N/A | #N/A | #N/A | Material Claiming | 0 |  |  | #N/A |  |  |  | 0 |  |  | SLM |  |  | REM
| - | #N/A | #N/A | #N/A | Material Claiming | 0 |  |  | #N/A |  |  |  | 0 |  |  | SLM |  |  | REM
| - | #N/A | #N/A | #N/A | Material Claiming | 0 |  |  | #N/A |  |  |  | 0 |  |  | SLM |  |  | REM
| - | #N/A | #N/A | #N/A | Material Claiming | 0 |  |  | #N/A |  |  |  | 0 |  |  | SLM |  |  | REM
| - | #N/A | #N/A | #N/A | Material Claiming | 0 |  |  | #N/A |  |  |  | 0 |  |  | SLM |  |  | REM
| - | #N/A | #N/A | #N/A | Material Claiming | 0 |  |  | #N/A |  |  |  | 0 |  |  | SLM |  |  | REM
| - | #N/A | #N/A | #N/A | Material Claiming | 0 |  |  | #N/A |  |  |  | 0 |  |  | SLM |  |  | REM
| - | #N/A | #N/A | #N/A | Material Claiming | 0 |  |  | #N/A |  |  |  | 0 |  |  | SLM |  |  | REM
| - | #N/A | #N/A | #N/A | Material Claiming | 0 |  |  | #N/A |  |  |  | 0 |  |  | SLM |  |  | REM
| - | #N/A | #N/A | #N/A | Material Claiming | 0 |  |  | #N/A |  |  |  | 0 |  |  | SLM |  |  | REM
| - | #N/A | #N/A | #N/A | Material Claiming | 0 |  |  | #N/A |  |  |  | 0 |  |  | SLM |  |  | REM
| - | #N/A | #N/A | #N/A | Material Claiming | 0 |  |  | #N/A |  |  |  | 0 |  |  | SLM |  |  | REM
| - | #N/A | #N/A | #N/A | Material Claiming | 0 |  |  | #N/A |  |  |  | 0 |  |  | SLM |  |  | REM
| - | #N/A | #N/A | #N/A | Material Claiming | 0 |  |  | #N/A |  |  |  | 0 |  |  | SLM |  |  | REM
| - | #N/A | #N/A | #N/A | Material Claiming | 0 |  |  | #N/A |  |  |  | 0 |  |  | SLM |  |  | REM
| - | #N/A | #N/A | #N/A | Material Claiming | 0 |  |  | #N/A |  |  |  | 0 |  |  | SLM |  |  | REM
| - | #N/A | #N/A | #N/A | Material Claiming | 0 |  |  | #N/A |  |  |  | 0 |  |  | SLM |  |  | REM
| - | #N/A | #N/A | #N/A | Material Claiming | 0 |  |  | #N/A |  |  |  | 0 |  |  | SLM |  |  | REM
| - | #N/A | #N/A | #N/A | Material Claiming | 0 |  |  | #N/A |  |  |  | 0 |  |  | SLM |  |  | REM
| - | #N/A | #N/A | #N/A | Material Claiming | 0 |  |  | #N/A |  |  |  | 0 |  |  | SLM |  |  | REM
| - | #N/A | #N/A | #N/A | Material Claiming | 0 |  |  | #N/A |  |  |  | 0 |  |  | SLM |  |  | REM
| - | #N/A | #N/A | #N/A | Material Claiming | 0 |  |  | #N/A |  |  |  | 0 |  |  | SLM |  |  | REM
| - | #N/A | #N/A | #N/A | Material Claiming | 0 |  |  | #N/A |  |  |  | 0 |  |  | SLM |  |  | REM
| - | #N/A | #N/A | #N/A | Material Claiming | 0 |  |  | #N/A |  |  |  | 0 |  |  | SLM |  |  | REM
| - | #N/A | #N/A | #N/A | Material Claiming | 0 |  |  | #N/A |  |  |  | 0 |  |  | SLM |  |  | REM
| - | #N/A | #N/A | #N/A | Material Claiming | 0 |  |  | #N/A |  |  |  | 0 |  |  | SLM |  |  | REM
| - | #N/A | #N/A | #N/A | Material Claiming | 0 |  |  | #N/A |  |  |  | 0 |  |  | SLM |  |  | REM
| - | #N/A | #N/A | #N/A | Material Claiming | 0 |  |  | #N/A |  |  |  | 0 |  |  | SLM |  |  | REM
| - | #N/A | #N/A | #N/A | Material Claiming | 0 |  |  | #N/A |  |  |  | 0 |  |  | SLM |  |  | REM
| - | #N/A | #N/A | #N/A | Material Claiming | 0 |  |  | #N/A |  |  |  | 0 |  |  | SLM |  |  | REM
| - | #N/A | #N/A | #N/A | Material Claiming | 0 |  |  | #N/A |  |  |  | 0 |  |  | SLM |  |  | REM
| - | #N/A | #N/A | #N/A | Material Claiming | 0 |  |  | #N/A |  |  |  | 0 |  |  | SLM |  |  | REM
| - | #N/A | #N/A | #N/A | Material Claiming | 0 |  |  | #N/A |  |  |  | 0 |  |  | SLM |  |  | REM
| - | #N/A | #N/A | #N/A | Material Claiming | 0 |  |  | #N/A |  |  |  | 0 |  |  | SLM |  |  | REM
| - | #N/A | #N/A | #N/A | Material Claiming | 0 |  |  | #N/A |  |  |  | 0 |  |  | SLM |  |  | REM
| - | #N/A | #N/A | #N/A | Material Claiming | 0 |  |  | #N/A |  |  |  | 0 |  |  | SLM |  |  | REM
| - | #N/A | #N/A | #N/A | Material Claiming | 0 |  |  | #N/A |  |  |  | 0 |  |  | SLM |  |  | REM
| - | #N/A | #N/A | #N/A | Material Claiming | 0 |  |  | #N/A |  |  |  | 0 |  |  | SLM |  |  | REM
| - | #N/A | #N/A | #N/A | Material Claiming | 0 |  |  | #N/A |  |  |  | 0 |  |  | SLM |  |  | REM
| - | #N/A | #N/A | #N/A | Material Claiming | 0 |  |  | #N/A |  |  |  | 0 |  |  | SLM |  |  | REM
| - | #N/A | #N/A | #N/A | Material Claiming | 0 |  |  | #N/A |  |  |  | 0 |  |  | SLM |  |  | REM
| - | #N/A | #N/A | #N/A | Material Claiming | 0 |  |  | #N/A |  |  |  | 0 |  |  | SLM |  |  | REM
| - | #N/A | #N/A | #N/A | Material Claiming | 0 |  |  | #N/A |  |  |  | 0 |  |  | SLM |  |  | REM
| - | #N/A | #N/A | #N/A | Material Claiming | 0 |  |  | #N/A |  |  |  | 0 |  |  | SLM |  |  | REM
| - | #N/A | #N/A | #N/A | Material Claiming | 0 |  |  | #N/A |  |  |  | 0 |  |  | SLM |  |  | REM
| - | #N/A | #N/A | #N/A | Material Claiming | 0 |  |  | #N/A |  |  |  | 0 |  |  | SLM |  |  | REM
| - | #N/A | #N/A | #N/A | Material Claiming | 0 |  |  | #N/A |  |  |  | 0 |  |  | SLM |  |  | REM
| - | #N/A | #N/A | #N/A | Material Claiming | 0 |  |  | #N/A |  |  |  | 0 |  |  | SLM |  |  | REM
| - | #N/A | #N/A | #N/A | Material Claiming | 0 |  |  | #N/A |  |  |  | 0 |  |  | SLM |  |  | REM
| - | #N/A | #N/A | #N/A | Material Claiming | 0 |  |  | #N/A |  |  |  | 0 |  |  | SLM |  |  | REM
| - | #N/A | #N/A | #N/A | Material Claiming | 0 |  |  | #N/A |  |  |  | 0 |  |  | SLM |  |  | REM
| - | #N/A | #N/A | #N/A | Material Claiming | 0 |  |  | #N/A |  |  |  | 0 |  |  | SLM |  |  | REM
| - | #N/A | #N/A | #N/A | Material Claiming | 0 |  |  | #N/A |  |  |  | 0 |  |  | SLM |  |  | REM
| - | #N/A | #N/A | #N/A | Material Claiming | 0 |  |  | #N/A |  |  |  | 0 |  |  | SLM |  |  | REM
| - | #N/A | #N/A | #N/A | Material Claiming | 0 |  |  | #N/A |  |  |  | 0 |  |  | SLM |  |  | REM
| - | #N/A | #N/A | #N/A | Material Claiming | 0 |  |  | #N/A |  |  |  | 0 |  |  | SLM |  |  | REM
| - | #N/A | #N/A | #N/A | Material Claiming | 0 |  |  | #N/A |  |  |  | 0 |  |  | SLM |  |  | REM
| - | #N/A | #N/A | #N/A | Material Claiming | 0 |  |  | #N/A |  |  |  | 0 |  |  | SLM |  |  | REM
| - | #N/A | #N/A | #N/A | Material Claiming | 0 |  |  | #N/A |  |  |  | 0 |  |  | SLM |  |  | REM
| - | #N/A | #N/A | #N/A | Material Claiming | 0 |  |  | #N/A |  |  |  | 0 |  |  | SLM |  |  | REM
| - | #N/A | #N/A | #N/A | Material Claiming | 0 |  |  | #N/A |  |  |  | 0 |  |  | SLM |  |  | REM
| - | #N/A | #N/A | #N/A | Material Claiming | 0 |  |  | #N/A |  |  |  | 0 |  |  | SLM |  |  | REM
| - | #N/A | #N/A | #N/A | Material Claiming | 0 |  |  | #N/A |  |  |  | 0 |  |  | SLM |  |  | REM
| - | #N/A | #N/A | #N/A | Material Claiming | 0 |  |  | #N/A |  |  |  | 0 |  |  | SLM |  |  | REM
| - | #N/A | #N/A | #N/A | Material Claiming | 0 |  |  | #N/A |  |  |  | 0 |  |  | SLM |  |  | REM
| - | #N/A | #N/A | #N/A | Material Claiming | 0 |  |  | #N/A |  |  |  | 0 |  |  | SLM |  |  | REM
| - | #N/A | #N/A | #N/A | Material Claiming | 0 |  |  | #N/A |  |  |  | 0 |  |  | SLM |  |  | REM
| - | #N/A | #N/A | #N/A | Material Claiming | 0 |  |  | #N/A |  |  |  | 0 |  |  | SLM |  |  | REM
| - | #N/A | #N/A | #N/A | Material Claiming | 0 |  |  | #N/A |  |  |  | 0 |  |  | SLM |  |  | REM
| - | #N/A | #N/A | #N/A | Material Claiming | 0 |  |  | #N/A |  |  |  | 0 |  |  | SLM |  |  | REM
| - | #N/A | #N/A | #N/A | Material Claiming | 0 |  |  | #N/A |  |  |  | 0 |  |  | SLM |  |  | REM
| - | #N/A | #N/A | #N/A | Material Claiming | 0 |  |  | #N/A |  |  |  | 0 |  |  | SLM |  |  | REM
| - | #N/A | #N/A | #N/A | Material Claiming | 0 |  |  | #N/A |  |  |  | 0 |  |  | SLM |  |  | REM
| - | #N/A | #N/A | #N/A | Material Claiming | 0 |  |  | #N/A |  |  |  | 0 |  |  | SLM |  |  | REM
| - | #N/A | #N/A | #N/A | Material Claiming | 0 |  |  | #N/A |  |  |  | 0 |  |  | SLM |  |  | REM
| - | #N/A | #N/A | #N/A | Material Claiming | 0 |  |  | #N/A |  |  |  | 0 |  |  | SLM |  |  | REM
| - | #N/A | #N/A | #N/A | Material Claiming | 0 |  |  | #N/A |  |  |  | 0 |  |  | SLM |  |  | REM
| - | #N/A | #N/A | #N/A | Material Claiming | 0 |  |  | #N/A |  |  |  | 0 |  |  | SLM |  |  | REM
| - | #N/A | #N/A | #N/A | Material Claiming | 0 |  |  | #N/A |  |  |  | 0 |  |  | SLM |  |  | REM
| - | #N/A | #N/A | #N/A | Material Claiming | 0 |  |  | #N/A |  |  |  | 0 |  |  | SLM |  |  | REM
| - | #N/A | #N/A | #N/A | Material Claiming | 0 |  |  | #N/A |  |  |  | 0 |  |  | SLM |  |  | REM
| - | #N/A | #N/A | #N/A | Material Claiming | 0 |  |  | #N/A |  |  |  | 0 |  |  | SLM |  |  | REM
| - | #N/A | #N/A | #N/A | Material Claiming | 0 |  |  | #N/A |  |  |  | 0 |  |  | SLM |  |  | REM
| - | #N/A | #N/A | #N/A | Material Claiming | 0 |  |  | #N/A |  |  |  | 0 |  |  | SLM |  |  | REM
| - | #N/A | #N/A | #N/A | Material Claiming | 0 |  |  | #N/A |  |  |  | 0 |  |  | SLM |  |  | REM
| - | #N/A | #N/A | #N/A | Material Claiming | 0 |  |  | #N/A |  |  |  | 0 |  |  | SLM |  |  | REM
| - | #N/A | #N/A | #N/A | Material Claiming | 0 |  |  | #N/A |  |  |  | 0 |  |  | SLM |  |  | REM
| - | #N/A | #N/A | #N/A | Material Claiming | 0 |  |  | #N/A |  |  |  | 0 |  |  | SLM |  |  | REM
| - | #N/A | #N/A | #N/A | Material Claiming | 0 |  |  | #N/A |  |  |  | 0 |  |  | SLM |  |  | REM
| - | #N/A | #N/A | #N/A | Material Claiming | 0 |  |  | #N/A |  |  |  | 0 |  |  | SLM |  |  | REM
| - | #N/A | #N/A | #N/A | Material Claiming | 0 |  |  | #N/A |  |  |  | 0 |  |  | SLM |  |  | REM
| - | #N/A | #N/A | #N/A | Material Claiming | 0 |  |  | #N/A |  |  |  | 0 |  |  | SLM |  |  | REM
| - | #N/A | #N/A | #N/A | Material Claiming | 0 |  |  | #N/A |  |  |  | 0 |  |  | SLM |  |  | REM
| - | #N/A | #N/A | #N/A | Material Claiming | 0 |  |  | #N/A |  |  |  | 0 |  |  | SLM |  |  | REM
| - | #N/A | #N/A | #N/A | Material Claiming | 0 |  |  | #N/A |  |  |  | 0 |  |  | SLM |  |  | REM
| - | #N/A | #N/A | #N/A | Material Claiming | 0 |  |  | #N/A |  |  |  | 0 |  |  | SLM |  |  | REM
| - | #N/A | #N/A | #N/A | Material Claiming | 0 |  |  | #N/A |  |  |  | 0 |  |  | SLM |  |  | REM
| - | #N/A | #N/A | #N/A | Material Claiming | 0 |  |  | #N/A |  |  |  | 0 |  |  | SLM |  |  | REM
| - | #N/A | #N/A | #N/A | Material Claiming | 0 |  |  | #N/A |  |  |  | 0 |  |  | SLM |  |  | REM
| - | #N/A | #N/A | #N/A | Material Claiming | 0 |  |  | #N/A |  |  |  | 0 |  |  | SLM |  |  | REM
| - | #N/A | #N/A | #N/A | Material Claiming | 0 |  |  | #N/A |  |  |  | 0 |  |  | SLM |  |  | REM
| - | #N/A | #N/A | #N/A | Material Claiming | 0 |  |  | #N/A |  |  |  | 0 |  |  | SLM |  |  | REM
| - | #N/A | #N/A | #N/A | Material Claiming | 0 |  |  | #N/A |  |  |  | 0 |  |  | SLM |  |  | REM
| - | #N/A | #N/A | #N/A | Material Claiming | 0 |  |  | #N/A |  |  |  | 0 |  |  | SLM |  |  | REM
| - | #N/A | #N/A | #N/A | Material Claiming | 0 |  |  | #N/A |  |  |  | 0 |  |  | SLM |  |  | REM
| - | #N/A | #N/A | #N/A | Material Claiming | 0 |  |  | #N/A |  |  |  | 0 |  |  | SLM |  |  | REM
| - | #N/A | #N/A | #N/A | Material Claiming | 0 |  |  | #N/A |  |  |  | 0 |  |  | SLM |  |  | REM
| - | #N/A | #N/A | #N/A | Material Claiming | 0 |  |  | #N/A |  |  |  | 0 |  |  | SLM |  |  | REM
| - | #N/A | #N/A | #N/A | Material Claiming | 0 |  |  | #N/A |  |  |  | 0 |  |  | SLM |  |  | REM
| - | #N/A | #N/A | #N/A | Material Claiming | 0 |  |  | #N/A |  |  |  | 0 |  |  | SLM |  |  | REM
| - | #N/A | #N/A | #N/A | Material Claiming | 0 |  |  | #N/A |  |  |  | 0 |  |  | SLM |  |  | REM
| - | #N/A | #N/A | #N/A | Material Claiming | 0 |  |  | #N/A |  |  |  | 0 |  |  | SLM |  |  | REM
| - | #N/A | #N/A | #N/A | Material Claiming | 0 |  |  | #N/A |  |  |  | 0 |  |  | SLM |  |  | REM
| - | #N/A | #N/A | #N/A | Material Claiming | 0 |  |  | #N/A |  |  |  | 0 |  |  | SLM |  |  | REM
| - | #N/A | #N/A | #N/A | Material Claiming | 0 |  |  | #N/A |  |  |  | 0 |  |  | SLM |  |  | REM
| - | #N/A | #N/A | #N/A | Material Claiming | 0 |  |  | #N/A |  |  |  | 0 |  |  | SLM |  |  | REM
| - | #N/A | #N/A | #N/A | Material Claiming | 0 |  |  | #N/A |  |  |  | 0 |  |  | SLM |  |  | REM
| - | #N/A | #N/A | #N/A | Material Claiming | 0 |  |  | #N/A |  |  |  | 0 |  |  | SLM |  |  | REM
| - | #N/A | #N/A | #N/A | Material Claiming | 0 |  |  | #N/A |  |  |  | 0 |  |  | SLM |  |  | REM
| - | #N/A | #N/A | #N/A | Material Claiming | 0 |  |  | #N/A |  |  |  | 0 |  |  | SLM |  |  | REM
| - | #N/A | #N/A | #N/A | Material Claiming | 0 |  |  | #N/A |  |  |  | 0 |  |  | SLM |  |  | REM
| - | #N/A | #N/A | #N/A | Material Claiming | 0 |  |  | #N/A |  |  |  | 0 |  |  | SLM |  |  | REM
| - | #N/A | #N/A | #N/A | Material Claiming | 0 |  |  | #N/A |  |  |  | 0 |  |  | SLM |  |  | REM
| - | #N/A | #N/A | #N/A | Material Claiming | 0 |  |  | #N/A |  |  |  | 0 |  |  | SLM |  |  | REM
| - | #N/A | #N/A | #N/A | Material Claiming | 0 |  |  | #N/A |  |  |  | 0 |  |  | SLM |  |  | REM
| - | #N/A | #N/A | #N/A | Material Claiming | 0 |  |  | #N/A |  |  |  | 0 |  |  | SLM |  |  | REM
| - | #N/A | #N/A | #N/A | Material Claiming | 0 |  |  | #N/A |  |  |  | 0 |  |  | SLM |  |  | REM
| - | #N/A | #N/A | #N/A | Material Claiming | 0 |  |  | #N/A |  |  |  | 0 |  |  | SLM |  |  | REM
| - | #N/A | #N/A | #N/A | Material Claiming | 0 |  |  | #N/A |  |  |  | 0 |  |  | SLM |  |  | REM
| - | #N/A | #N/A | #N/A | Material Claiming | 0 |  |  | #N/A |  |  |  | 0 |  |  | SLM |  |  | REM
| - | #N/A | #N/A | #N/A | Material Claiming | 0 |  |  | #N/A |  |  |  | 0 |  |  | SLM |  |  | REM
| - | #N/A | #N/A | #N/A | Material Claiming | 0 |  |  | #N/A |  |  |  | 0 |  |  | SLM |  |  | REM
| - | #N/A | #N/A | #N/A | Material Claiming | 0 |  |  | #N/A |  |  |  | 0 |  |  | SLM |  |  | REM
| - | #N/A | #N/A | #N/A | Material Claiming | 0 |  |  | #N/A |  |  |  | 0 |  |  | SLM |  |  | REM
| - | #N/A | #N/A | #N/A | Material Claiming | 0 |  |  | #N/A |  |  |  | 0 |  |  | SLM |  |  | REM
| - | #N/A | #N/A | #N/A | Material Claiming | 0 |  |  | #N/A |  |  |  | 0 |  |  | SLM |  |  | REM
| - | #N/A | #N/A | #N/A | Material Claiming | 0 |  |  | #N/A |  |  |  | 0 |  |  | SLM |  |  | REM
| - | #N/A | #N/A | #N/A | Material Claiming | 0 |  |  | #N/A |  |  |  | 0 |  |  | SLM |  |  | REM
| - | #N/A | #N/A | #N/A | Material Claiming | 0 |  |  | #N/A |  |  |  | 0 |  |  | SLM |  |  | REM
| - | #N/A | #N/A | #N/A | Material Claiming | 0 |  |  | #N/A |  |  |  | 0 |  |  | SLM |  |  | REM
| - | #N/A | #N/A | #N/A | Material Claiming | 0 |  |  | #N/A |  |  |  | 0 |  |  | SLM |  |  | REM
| - | #N/A | #N/A | #N/A | Material Claiming | 0 |  |  | #N/A |  |  |  | 0 |  |  | SLM |  |  | REM
| - | #N/A | #N/A | #N/A | Material Claiming | 0 |  |  | #N/A |  |  |  | 0 |  |  | SLM |  |  | REM
| - | #N/A | #N/A | #N/A | Material Claiming | 0 |  |  | #N/A |  |  |  | 0 |  |  | SLM |  |  | REM
| - | #N/A | #N/A | #N/A | Material Claiming | 0 |  |  | #N/A |  |  |  | 0 |  |  | SLM |  |  | REM
| - | #N/A | #N/A | #N/A | Material Claiming | 0 |  |  | #N/A |  |  |  | 0 |  |  | SLM |  |  | REM
| - | #N/A | #N/A | #N/A | Material Claiming | 0 |  |  | #N/A |  |  |  | 0 |  |  | SLM |  |  | REM
| - | #N/A | #N/A | #N/A | Material Claiming | 0 |  |  | #N/A |  |  |  | 0 |  |  | SLM |  |  | REM
| - | #N/A | #N/A | #N/A | Material Claiming | 0 |  |  | #N/A |  |  |  | 0 |  |  | SLM |  |  | REM
| - | #N/A | #N/A | #N/A | Material Claiming | 0 |  |  | #N/A |  |  |  | 0 |  |  | SLM |  |  | REM
| - | #N/A | #N/A | #N/A | Material Claiming | 0 |  |  | #N/A |  |  |  | 0 |  |  | SLM |  |  | REM
| - | #N/A | #N/A | #N/A | Material Claiming | 0 |  |  | #N/A |  |  |  | 0 |  |  | SLM |  |  | REM
| - | #N/A | #N/A | #N/A | Material Claiming | 0 |  |  | #N/A |  |  |  | 0 |  |  | SLM |  |  | REM
| - | #N/A | #N/A | #N/A | Material Claiming | 0 |  |  | #N/A |  |  |  | 0 |  |  | SLM |  |  | REM
| - | #N/A | #N/A | #N/A | Material Claiming | 0 |  |  | #N/A |  |  |  | 0 |  |  | SLM |  |  | REM
| - | #N/A | #N/A | #N/A | Material Claiming | 0 |  |  | #N/A |  |  |  | 0 |  |  | SLM |  |  | REM
| - | #N/A | #N/A | #N/A | Material Claiming | 0 |  |  | #N/A |  |  |  | 0 |  |  | SLM |  |  | REM
| - | #N/A | #N/A | #N/A | Material Claiming | 0 |  |  | #N/A |  |  |  | 0 |  |  | SLM |  |  | REM
| - | #N/A | #N/A | #N/A | Material Claiming | 0 |  |  | #N/A |  |  |  | 0 |  |  | SLM |  |  | REM
| - | #N/A | #N/A | #N/A | Material Claiming | 0 |  |  | #N/A |  |  |  | 0 |  |  | SLM |  |  | REM
| - | #N/A | #N/A | #N/A | Material Claiming | 0 |  |  | #N/A |  |  |  | 0 |  |  | SLM |  |  | REM
| - | #N/A | #N/A | #N/A | Material Claiming | 0 |  |  | #N/A |  |  |  | 0 |  |  | SLM |  |  | REM
| - | #N/A | #N/A | #N/A | Material Claiming | 0 |  |  | #N/A |  |  |  | 0 |  |  | SLM |  |  | REM
| - | #N/A | #N/A | #N/A | Material Claiming | 0 |  |  | #N/A |  |  |  | 0 |  |  | SLM |  |  | REM
| - | #N/A | #N/A | #N/A | Material Claiming | 0 |  |  | #N/A |  |  |  | 0 |  |  | SLM |  |  | REM
| - | #N/A | #N/A | #N/A | Material Claiming | 0 |  |  | #N/A |  |  |  | 0 |  |  | SLM |  |  | REM
| - | #N/A | #N/A | #N/A | Material Claiming | 0 |  |  | #N/A |  |  |  | 0 |  |  | SLM |  |  | REM
| - | #N/A | #N/A | #N/A | Material Claiming | 0 |  |  | #N/A |  |  |  | 0 |  |  | SLM |  |  | REM
| - | #N/A | #N/A | #N/A | Material Claiming | 0 |  |  | #N/A |  |  |  | 0 |  |  | SLM |  |  | REM
| - | #N/A | #N/A | #N/A | Material Claiming | 0 |  |  | #N/A |  |  |  | 0 |  |  | SLM |  |  | REM
| - | #N/A | #N/A | #N/A | Material Claiming | 0 |  |  | #N/A |  |  |  | 0 |  |  | SLM |  |  | REM
| - | #N/A | #N/A | #N/A | Material Claiming | 0 |  |  | #N/A |  |  |  | 0 |  |  | SLM |  |  | REM
| - | #N/A | #N/A | #N/A | Material Claiming | 0 |  |  | #N/A |  |  |  | 0 |  |  | SLM |  |  | REM
| - | #N/A | #N/A | #N/A | Material Claiming | 0 |  |  | #N/A |  |  |  | 0 |  |  | SLM |  |  | REM
| - | #N/A | #N/A | #N/A | Material Claiming | 0 |  |  | #N/A |  |  |  | 0 |  |  | SLM |  |  | REM
| - | #N/A | #N/A | #N/A | Material Claiming | 0 |  |  | #N/A |  |  |  | 0 |  |  | SLM |  |  | REM
| - | #N/A | #N/A | #N/A | Material Claiming | 0 |  |  | #N/A |  |  |  | 0 |  |  | SLM |  |  | REM
| - | #N/A | #N/A | #N/A | Material Claiming | 0 |  |  | #N/A |  |  |  | 0 |  |  | SLM |  |  | REM
| - | #N/A | #N/A | #N/A | Material Claiming | 0 |  |  | #N/A |  |  |  | 0 |  |  | SLM |  |  | REM
| - | #N/A | #N/A | #N/A | Material Claiming | 0 |  |  | #N/A |  |  |  | 0 |  |  | SLM |  |  | REM
| - | #N/A | #N/A | #N/A | Material Claiming | 0 |  |  | #N/A |  |  |  | 0 |  |  | SLM |  |  | REM
| - | #N/A | #N/A | #N/A | Material Claiming | 0 |  |  | #N/A |  |  |  | 0 |  |  | SLM |  |  | REM
| - | #N/A | #N/A | #N/A | Material Claiming | 0 |  |  | #N/A |  |  |  | 0 |  |  | SLM |  |  | REM
| - | #N/A | #N/A | #N/A | Material Claiming | 0 |  |  | #N/A |  |  |  | 0 |  |  | SLM |  |  | REM
| - | #N/A | #N/A | #N/A | Material Claiming | 0 |  |  | #N/A |  |  |  | 0 |  |  | SLM |  |  | REM
| - | #N/A | #N/A | #N/A | Material Claiming | 0 |  |  | #N/A |  |  |  | 0 |  |  | SLM |  |  | REM
| - | #N/A | #N/A | #N/A | Material Claiming | 0 |  |  | #N/A |  |  |  | 0 |  |  | SLM |  |  | REM
| - | #N/A | #N/A | #N/A | Material Claiming | 0 |  |  | #N/A |  |  |  | 0 |  |  | SLM |  |  | REM
| - | #N/A | #N/A | #N/A | Material Claiming | 0 |  |  | #N/A |  |  |  | 0 |  |  | SLM |  |  | REM
| - | #N/A | #N/A | #N/A | Material Claiming | 0 |  |  | #N/A |  |  |  | 0 |  |  | SLM |  |  | REM
| - | #N/A | #N/A | #N/A | Material Claiming | 0 |  |  | #N/A |  |  |  | 0 |  |  | SLM |  |  | REM
| - | #N/A | #N/A | #N/A | Material Claiming | 0 |  |  | #N/A |  |  |  | 0 |  |  | SLM |  |  | REM
| - | #N/A | #N/A | #N/A | Material Claiming | 0 |  |  | #N/A |  |  |  | 0 |  |  | SLM |  |  | REM
| - | #N/A | #N/A | #N/A | Material Claiming | 0 |  |  | #N/A |  |  |  | 0 |  |  | SLM |  |  | REM
| - | #N/A | #N/A | #N/A | Material Claiming | 0 |  |  | #N/A |  |  |  | 0 |  |  | SLM |  |  | REM
| - | #N/A | #N/A | #N/A | Material Claiming | 0 |  |  | #N/A |  |  |  | 0 |  |  | SLM |  |  | REM
| - | #N/A | #N/A | #N/A | Material Claiming | 0 |  |  | #N/A |  |  |  | 0 |  |  | SLM |  |  | REM
| - | #N/A | #N/A | #N/A | Material Claiming | 0 |  |  | #N/A |  |  |  | 0 |  |  | SLM |  |  | REM
| - | #N/A | #N/A | #N/A | Material Claiming | 0 |  |  | #N/A |  |  |  | 0 |  |  | SLM |  |  | REM
| - | #N/A | #N/A | #N/A | Material Claiming | 0 |  |  | #N/A |  |  |  | 0 |  |  | SLM |  |  | REM
| - | #N/A | #N/A | #N/A | Material Claiming | 0 |  |  | #N/A |  |  |  | 0 |  |  | SLM |  |  | REM
| - | #N/A | #N/A | #N/A | Material Claiming | 0 |  |  | #N/A |  |  |  | 0 |  |  | SLM |  |  | REM
| - | #N/A | #N/A | #N/A | Material Claiming | 0 |  |  | #N/A |  |  |  | 0 |  |  | SLM |  |  | REM
| - | #N/A | #N/A | #N/A | Material Claiming | 0 |  |  | #N/A |  |  |  | 0 |  |  | SLM |  |  | REM
| - | #N/A | #N/A | #N/A | Material Claiming | 0 |  |  | #N/A |  |  |  | 0 |  |  | SLM |  |  | REM
| - | #N/A | #N/A | #N/A | Material Claiming | 0 |  |  | #N/A |  |  |  | 0 |  |  | SLM |  |  | REM
| - | #N/A | #N/A | #N/A | Material Claiming | 0 |  |  | #N/A |  |  |  | 0 |  |  | SLM |  |  | REM
| - | #N/A | #N/A | #N/A | Material Claiming | 0 |  |  | #N/A |  |  |  | 0 |  |  | SLM |  |  | REM
| - | #N/A | #N/A | #N/A | Material Claiming | 0 |  |  | #N/A |  |  |  | 0 |  |  | SLM |  |  | REM
| - | #N/A | #N/A | #N/A | Material Claiming | 0 |  |  | #N/A |  |  |  | 0 |  |  | SLM |  |  | REM
| - | #N/A | #N/A | #N/A | Material Claiming | 0 |  |  | #N/A |  |  |  | 0 |  |  | SLM |  |  | REM
| - | #N/A | #N/A | #N/A | Material Claiming | 0 |  |  | #N/A |  |  |  | 0 |  |  | SLM |  |  | REM
| - | #N/A | #N/A | #N/A | Material Claiming | 0 |  |  | #N/A |  |  |  | 0 |  |  | SLM |  |  | REM
| - | #N/A | #N/A | #N/A | Material Claiming | 0 |  |  | #N/A |  |  |  | 0 |  |  | SLM |  |  | REM
| - | #N/A | #N/A | #N/A | Material Claiming | 0 |  |  | #N/A |  |  |  | 0 |  |  | SLM |  |  | REM
| - | #N/A | #N/A | #N/A | Material Claiming | 0 |  |  | #N/A |  |  |  | 0 |  |  | SLM |  |  | REM
| - | #N/A | #N/A | #N/A | Material Claiming | 0 |  |  | #N/A |  |  |  | 0 |  |  | SLM |  |  | REM
| - | #N/A | #N/A | #N/A | Material Claiming | 0 |  |  | #N/A |  |  |  | 0 |  |  | SLM |  |  | REM
| - | #N/A | #N/A | #N/A | Material Claiming | 0 |  |  | #N/A |  |  |  | 0 |  |  | SLM |  |  | REM
| - | #N/A | #N/A | #N/A | Material Claiming | 0 |  |  | #N/A |  |  |  | 0 |  |  | SLM |  |  | REM
| - | #N/A | #N/A | #N/A | Material Claiming | 0 |  |  | #N/A |  |  |  | 0 |  |  | SLM |  |  | REM
| - | #N/A | #N/A | #N/A | Material Claiming | 0 |  |  | #N/A |  |  |  | 0 |  |  | SLM |  |  | REM
| - | #N/A | #N/A | #N/A | Material Claiming | 0 |  |  | #N/A |  |  |  | 0 |  |  | SLM |  |  | REM
| - | #N/A | #N/A | #N/A | Material Claiming | 0 |  |  | #N/A |  |  |  | 0 |  |  | SLM |  |  | REM
| - | #N/A | #N/A | #N/A | Material Claiming | 0 |  |  | #N/A |  |  |  | 0 |  |  | SLM |  |  | REM
| - | #N/A | #N/A | #N/A | Material Claiming | 0 |  |  | #N/A |  |  |  | 0 |  |  | SLM |  |  | REM
| - | #N/A | #N/A | #N/A | Material Claiming | 0 |  |  | #N/A |  |  |  | 0 |  |  | SLM |  |  | REM
| - | #N/A | #N/A | #N/A | Material Claiming | 0 |  |  | #N/A |  |  |  | 0 |  |  | SLM |  |  | REM
| - | #N/A | #N/A | #N/A | Material Claiming | 0 |  |  | #N/A |  |  |  | 0 |  |  | SLM |  |  | REM
| - | #N/A | #N/A | #N/A | Material Claiming | 0 |  |  | #N/A |  |  |  | 0 |  |  | SLM |  |  | REM
| - | #N/A | #N/A | #N/A | Material Claiming | 0 |  |  | #N/A |  |  |  | 0 |  |  | SLM |  |  | REM
| - | #N/A | #N/A | #N/A | Material Claiming | 0 |  |  | #N/A |  |  |  | 0 |  |  | SLM |  |  | REM
| - | #N/A | #N/A | #N/A | Material Claiming | 0 |  |  | #N/A |  |  |  | 0 |  |  | SLM |  |  | REM
| - | #N/A | #N/A | #N/A | Material Claiming | 0 |  |  | #N/A |  |  |  | 0 |  |  | SLM |  |  | REM
| - | #N/A | #N/A | #N/A | Material Claiming | 0 |  |  | #N/A |  |  |  | 0 |  |  | SLM |  |  | REM
| - | #N/A | #N/A | #N/A | Material Claiming | 0 |  |  | #N/A |  |  |  | 0 |  |  | SLM |  |  | REM
| - | #N/A | #N/A | #N/A | Material Claiming | 0 |  |  | #N/A |  |  |  | 0 |  |  | SLM |  |  | REM
| - | #N/A | #N/A | #N/A | Material Claiming | 0 |  |  | #N/A |  |  |  | 0 |  |  | SLM |  |  | REM
| - | #N/A | #N/A | #N/A | Material Claiming | 0 |  |  | #N/A |  |  |  | 0 |  |  | SLM |  |  | REM
| - | #N/A | #N/A | #N/A | Material Claiming | 0 |  |  | #N/A |  |  |  | 0 |  |  | SLM |  |  | REM
| - | #N/A | #N/A | #N/A | Material Claiming | 0 |  |  | #N/A |  |  |  | 0 |  |  | SLM |  |  | REM
| - | #N/A | #N/A | #N/A | Material Claiming | 0 |  |  | #N/A |  |  |  | 0 |  |  | SLM |  |  | REM
| - | #N/A | #N/A | #N/A | Material Claiming | 0 |  |  | #N/A |  |  |  | 0 |  |  | SLM |  |  | REM
| - | #N/A | #N/A | #N/A | Material Claiming | 0 |  |  | #N/A |  |  |  | 0 |  |  | SLM |  |  | REM
| - | #N/A | #N/A | #N/A | Material Claiming | 0 |  |  | #N/A |  |  |  | 0 |  |  | SLM |  |  | REM
| - | #N/A | #N/A | #N/A | Material Claiming | 0 |  |  | #N/A |  |  |  | 0 |  |  | SLM |  |  | REM
| - | #N/A | #N/A | #N/A | Material Claiming | 0 |  |  | #N/A |  |  |  | 0 |  |  | SLM |  |  | REM
| - | #N/A | #N/A | #N/A | Material Claiming | 0 |  |  | #N/A |  |  |  | 0 |  |  | SLM |  |  | REM
| - | #N/A | #N/A | #N/A | Material Claiming | 0 |  |  | #N/A |  |  |  | 0 |  |  | SLM |  |  | REM
| - | #N/A | #N/A | #N/A | Material Claiming | 0 |  |  | #N/A |  |  |  | 0 |  |  | SLM |  |  | REM
| - | #N/A | #N/A | #N/A | Material Claiming | 0 |  |  | #N/A |  |  |  | 0 |  |  | SLM |  |  | REM
| - | #N/A | #N/A | #N/A | Material Claiming | 0 |  |  | #N/A |  |  |  | 0 |  |  | SLM |  |  | REM
| - | #N/A | #N/A | #N/A | Material Claiming | 0 |  |  | #N/A |  |  |  | 0 |  |  | SLM |  |  | REM
| - | #N/A | #N/A | #N/A | Material Claiming | 0 |  |  | #N/A |  |  |  | 0 |  |  | SLM |  |  | REM
| - | #N/A | #N/A | #N/A | Material Claiming | 0 |  |  | #N/A |  |  |  | 0 |  |  | SLM |  |  | REM
| - | #N/A | #N/A | #N/A | Material Claiming | 0 |  |  | #N/A |  |  |  | 0 |  |  | SLM |  |  | REM
| - | #N/A | #N/A | #N/A | Material Claiming | 0 |  |  | #N/A |  |  |  | 0 |  |  | SLM |  |  | REM
| - | #N/A | #N/A | #N/A | Material Claiming | 0 |  |  | #N/A |  |  |  | 0 |  |  | SLM |  |  | REM
| - | #N/A | #N/A | #N/A | Material Claiming | 0 |  |  | #N/A |  |  |  | 0 |  |  | SLM |  |  | REM
| - | #N/A | #N/A | #N/A | Material Claiming | 0 |  |  | #N/A |  |  |  | 0 |  |  | SLM |  |  | REM
| - | #N/A | #N/A | #N/A | Material Claiming | 0 |  |  | #N/A |  |  |  | 0 |  |  | SLM |  |  | REM
| - | #N/A | #N/A | #N/A | Material Claiming | 0 |  |  | #N/A |  |  |  | 0 |  |  | SLM |  |  | REM
| - | #N/A | #N/A | #N/A | Material Claiming | 0 |  |  | #N/A |  |  |  | 0 |  |  | SLM |  |  | REM
| - | #N/A | #N/A | #N/A | Material Claiming | 0 |  |  | #N/A |  |  |  | 0 |  |  | SLM |  |  | REM
| - | #N/A | #N/A | #N/A | Material Claiming | 0 |  |  | #N/A |  |  |  | 0 |  |  | SLM |  |  | REM
| - | #N/A | #N/A | #N/A | Material Claiming | 0 |  |  | #N/A |  |  |  | 0 |  |  | SLM |  |  | REM
| - | #N/A | #N/A | #N/A | Material Claiming | 0 |  |  | #N/A |  |  |  | 0 |  |  | SLM |  |  | REM
| - | #N/A | #N/A | #N/A | Material Claiming | 0 |  |  | #N/A |  |  |  | 0 |  |  | SLM |  |  | REM
| - | #N/A | #N/A | #N/A | Material Claiming | 0 |  |  | #N/A |  |  |  | 0 |  |  | SLM |  |  | REM
| - | #N/A | #N/A | #N/A | Material Claiming | 0 |  |  | #N/A |  |  |  | 0 |  |  | SLM |  |  | REM
| - | #N/A | #N/A | #N/A | Material Claiming | 0 |  |  | #N/A |  |  |  | 0 |  |  | SLM |  |  | REM
| - | #N/A | #N/A | #N/A | Material Claiming | 0 |  |  | #N/A |  |  |  | 0 |  |  | SLM |  |  | REM
| - | #N/A | #N/A | #N/A | Material Claiming | 0 |  |  | #N/A |  |  |  | 0 |  |  | SLM |  |  | REM
| - | #N/A | #N/A | #N/A | Material Claiming | 0 |  |  | #N/A |  |  |  | 0 |  |  | SLM |  |  | REM
| - | #N/A | #N/A | #N/A | Material Claiming | 0 |  |  | #N/A |  |  |  | 0 |  |  | SLM |  |  | REM
| - | #N/A | #N/A | #N/A | Material Claiming | 0 |  |  | #N/A |  |  |  | 0 |  |  | SLM |  |  | REM
| - | #N/A | #N/A | #N/A | Material Claiming | 0 |  |  | #N/A |  |  |  | 0 |  |  | SLM |  |  | REM
| - | #N/A | #N/A | #N/A | Material Claiming | 0 |  |  | #N/A |  |  |  | 0 |  |  | SLM |  |  | REM
| - | #N/A | #N/A | #N/A | Material Claiming | 0 |  |  | #N/A |  |  |  | 0 |  |  | SLM |  |  | REM
| - | #N/A | #N/A | #N/A | Material Claiming | 0 |  |  | #N/A |  |  |  | 0 |  |  | SLM |  |  | REM
| - | #N/A | #N/A | #N/A | Material Claiming | 0 |  |  | #N/A |  |  |  | 0 |  |  | SLM |  |  | REM
| - | #N/A | #N/A | #N/A | Material Claiming | 0 |  |  | #N/A |  |  |  | 0 |  |  | SLM |  |  | REM
| - | #N/A | #N/A | #N/A | Material Claiming | 0 |  |  | #N/A |  |  |  | 0 |  |  | SLM |  |  | REM
| - | #N/A | #N/A | #N/A | Material Claiming | 0 |  |  | #N/A |  |  |  | 0 |  |  | SLM |  |  | REM
| - | #N/A | #N/A | #N/A | Material Claiming | 0 |  |  | #N/A |  |  |  | 0 |  |  | SLM |  |  | REM
| - | #N/A | #N/A | #N/A | Material Claiming | 0 |  |  | #N/A |  |  |  | 0 |  |  | SLM |  |  | REM
| - | #N/A | #N/A | #N/A | Material Claiming | 0 |  |  | #N/A |  |  |  | 0 |  |  | SLM |  |  | REM
| - | #N/A | #N/A | #N/A | Material Claiming | 0 |  |  | #N/A |  |  |  | 0 |  |  | SLM |  |  | REM
| - | #N/A | #N/A | #N/A | Material Claiming | 0 |  |  | #N/A |  |  |  | 0 |  |  | SLM |  |  | REM
| - | #N/A | #N/A | #N/A | Material Claiming | 0 |  |  | #N/A |  |  |  | 0 |  |  | SLM |  |  | REM
| - | #N/A | #N/A | #N/A | Material Claiming | 0 |  |  | #N/A |  |  |  | 0 |  |  | SLM |  |  | REM
| - | #N/A | #N/A | #N/A | Material Claiming | 0 |  |  | #N/A |  |  |  | 0 |  |  | SLM |  |  | REM
| - | #N/A | #N/A | #N/A | Material Claiming | 0 |  |  | #N/A |  |  |  | 0 |  |  | SLM |  |  | REM
| - | #N/A | #N/A | #N/A | Material Claiming | 0 |  |  | #N/A |  |  |  | 0 |  |  | SLM |  |  | REM
| - | #N/A | #N/A | #N/A | Material Claiming | 0 |  |  | #N/A |  |  |  | 0 |  |  | SLM |  |  | REM
| - | #N/A | #N/A | #N/A | Material Claiming | 0 |  |  | #N/A |  |  |  | 0 |  |  | SLM |  |  | REM
| - | #N/A | #N/A | #N/A | Material Claiming | 0 |  |  | #N/A |  |  |  | 0 |  |  | SLM |  |  | REM
| - | #N/A | #N/A | #N/A | Material Claiming | 0 |  |  | #N/A |  |  |  | 0 |  |  | SLM |  |  | REM
| - | #N/A | #N/A | #N/A | Material Claiming | 0 |  |  | #N/A |  |  |  | 0 |  |  | SLM |  |  | REM
| - | #N/A | #N/A | #N/A | Material Claiming | 0 |  |  | #N/A |  |  |  | 0 |  |  | SLM |  |  | REM
| - | #N/A | #N/A | #N/A | Material Claiming | 0 |  |  | #N/A |  |  |  | 0 |  |  | SLM |  |  | REM
| - | #N/A | #N/A | #N/A | Material Claiming | 0 |  |  | #N/A |  |  |  | 0 |  |  | SLM |  |  | REM
| - | #N/A | #N/A | #N/A | Material Claiming | 0 |  |  | #N/A |  |  |  | 0 |  |  | SLM |  |  | REM
| - | #N/A | #N/A | #N/A | Material Claiming | 0 |  |  | #N/A |  |  |  | 0 |  |  | SLM |  |  | REM
| - | #N/A | #N/A | #N/A | Material Claiming | 0 |  |  | #N/A |  |  |  | 0 |  |  | SLM |  |  | REM
| - | #N/A | #N/A | #N/A | Material Claiming | 0 |  |  | #N/A |  |  |  | 0 |  |  | SLM |  |  | REM
| - | #N/A | #N/A | #N/A | Material Claiming | 0 |  |  | #N/A |  |  |  | 0 |  |  | SLM |  |  | REM
| - | #N/A | #N/A | #N/A | Material Claiming | 0 |  |  | #N/A |  |  |  | 0 |  |  | SLM |  |  | REM
| - | #N/A | #N/A | #N/A | Material Claiming | 0 |  |  | #N/A |  |  |  | 0 |  |  | SLM |  |  | REM
| - | #N/A | #N/A | #N/A | Material Claiming | 0 |  |  | #N/A |  |  |  | 0 |  |  | SLM |  |  | REM
| - | #N/A | #N/A | #N/A | Material Claiming | 0 |  |  | #N/A |  |  |  | 0 |  |  | SLM |  |  | REM
| - | #N/A | #N/A | #N/A | Material Claiming | 0 |  |  | #N/A |  |  |  | 0 |  |  | SLM |  |  | REM
| - | #N/A | #N/A | #N/A | Material Claiming | 0 |  |  | #N/A |  |  |  | 0 |  |  | SLM |  |  | REM
| - | #N/A | #N/A | #N/A | Material Claiming | 0 |  |  | #N/A |  |  |  | 0 |  |  | SLM |  |  | REM
| - | #N/A | #N/A | #N/A | Material Claiming | 0 |  |  | #N/A |  |  |  | 0 |  |  | SLM |  |  | REM
| - | #N/A | #N/A | #N/A | Material Claiming | 0 |  |  | #N/A |  |  |  | 0 |  |  | SLM |  |  | REM
| - | #N/A | #N/A | #N/A | Material Claiming | 0 |  |  | #N/A |  |  |  | 0 |  |  | SLM |  |  | REM
| - | #N/A | #N/A | #N/A | Material Claiming | 0 |  |  | #N/A |  |  |  | 0 |  |  | SLM |  |  | REM
| - | #N/A | #N/A | #N/A | Material Claiming | 0 |  |  | #N/A |  |  |  | 0 |  |  | SLM |  |  | REM
| - | #N/A | #N/A | #N/A | Material Claiming | 0 |  |  | #N/A |  |  |  | 0 |  |  | SLM |  |  | REM
| - | #N/A | #N/A | #N/A | Material Claiming | 0 |  |  | #N/A |  |  |  | 0 |  |  | SLM |  |  | REM
| - | #N/A | #N/A | #N/A | Material Claiming | 0 |  |  | #N/A |  |  |  | 0 |  |  | SLM |  |  | REM
| - | #N/A | #N/A | #N/A | Material Claiming | 0 |  |  | #N/A |  |  |  | 0 |  |  | SLM |  |  | REM
| - | #N/A | #N/A | #N/A | Material Claiming | 0 |  |  | #N/A |  |  |  | 0 |  |  | SLM |  |  | REM
| - | #N/A | #N/A | #N/A | Material Claiming | 0 |  |  | #N/A |  |  |  | 0 |  |  | SLM |  |  | REM
| - | #N/A | #N/A | #N/A | Material Claiming | 0 |  |  | #N/A |  |  |  | 0 |  |  | SLM |  |  | REM
| - | #N/A | #N/A | #N/A | Material Claiming | 0 |  |  | #N/A |  |  |  | 0 |  |  | SLM |  |  | REM
| - | #N/A | #N/A | #N/A | Material Claiming | 0 |  |  | #N/A |  |  |  | 0 |  |  | SLM |  |  | REM
| - | #N/A | #N/A | #N/A | Material Claiming | 0 |  |  | #N/A |  |  |  | 0 |  |  | SLM |  |  | REM
| - | #N/A | #N/A | #N/A | Material Claiming | 0 |  |  | #N/A |  |  |  | 0 |  |  | SLM |  |  | REM
| - | #N/A | #N/A | #N/A | Material Claiming | 0 |  |  | #N/A |  |  |  | 0 |  |  | SLM |  |  | REM
| - | #N/A | #N/A | #N/A | Material Claiming | 0 |  |  | #N/A |  |  |  | 0 |  |  | SLM |  |  | REM
| - | #N/A | #N/A | #N/A | Material Claiming | 0 |  |  | #N/A |  |  |  | 0 |  |  | SLM |  |  | REM
| - | #N/A | #N/A | #N/A | Material Claiming | 0 |  |  | #N/A |  |  |  | 0 |  |  | SLM |  |  | REM
| - | #N/A | #N/A | #N/A | Material Claiming | 0 |  |  | #N/A |  |  |  | 0 |  |  | SLM |  |  | REM
| - | #N/A | #N/A | #N/A | Material Claiming | 0 |  |  | #N/A |  |  |  | 0 |  |  | SLM |  |  | REM
| - | #N/A | #N/A | #N/A | Material Claiming | 0 |  |  | #N/A |  |  |  | 0 |  |  | SLM |  |  | REM
| - | #N/A | #N/A | #N/A | Material Claiming | 0 |  |  | #N/A |  |  |  | 0 |  |  | SLM |  |  | REM
| - | #N/A | #N/A | #N/A | Material Claiming | 0 |  |  | #N/A |  |  |  | 0 |  |  | SLM |  |  | REM
| - | #N/A | #N/A | #N/A | Material Claiming | 0 |  |  | #N/A |  |  |  | 0 |  |  | SLM |  |  | REM
| - | #N/A | #N/A | #N/A | Material Claiming | 0 |  |  | #N/A |  |  |  | 0 |  |  | SLM |  |  | REM
| - | #N/A | #N/A | #N/A | Material Claiming | 0 |  |  | #N/A |  |  |  | 0 |  |  | SLM |  |  | REM
| - | #N/A | #N/A | #N/A | Material Claiming | 0 |  |  | #N/A |  |  |  | 0 |  |  | SLM |  |  | REM
| - | #N/A | #N/A | #N/A | Material Claiming | 0 |  |  | #N/A |  |  |  | 0 |  |  | SLM |  |  | REM
| - | #N/A | #N/A | #N/A | Material Claiming | 0 |  |  | #N/A |  |  |  | 0 |  |  | SLM |  |  | REM
| - | #N/A | #N/A | #N/A | Material Claiming | 0 |  |  | #N/A |  |  |  | 0 |  |  | SLM |  |  | REM
| - | #N/A | #N/A | #N/A | Material Claiming | 0 |  |  | #N/A |  |  |  | 0 |  |  | SLM |  |  | REM
| - | #N/A | #N/A | #N/A | Material Claiming | 0 |  |  | #N/A |  |  |  | 0 |  |  | SLM |  |  | REM
| - | #N/A | #N/A | #N/A | Material Claiming | 0 |  |  | #N/A |  |  |  | 0 |  |  | SLM |  |  | REM
| - | #N/A | #N/A | #N/A | Material Claiming | 0 |  |  | #N/A |  |  |  | 0 |  |  | SLM |  |  | REM
| - | #N/A | #N/A | #N/A | Material Claiming | 0 |  |  | #N/A |  |  |  | 0 |  |  | SLM |  |  | REM
| - | #N/A | #N/A | #N/A | Material Claiming | 0 |  |  | #N/A |  |  |  | 0 |  |  | SLM |  |  | REM
| - | #N/A | #N/A | #N/A | Material Claiming | 0 |  |  | #N/A |  |  |  | 0 |  |  | SLM |  |  | REM
| - | #N/A | #N/A | #N/A | Material Claiming | 0 |  |  | #N/A |  |  |  | 0 |  |  | SLM |  |  | REM
| - | #N/A | #N/A | #N/A | Material Claiming | 0 |  |  | #N/A |  |  |  | 0 |  |  | SLM |  |  | REM
| - | #N/A | #N/A | #N/A | Material Claiming | 0 |  |  | #N/A |  |  |  | 0 |  |  | SLM |  |  | REM
| - | #N/A | #N/A | #N/A | Material Claiming | 0 |  |  | #N/A |  |  |  | 0 |  |  | SLM |  |  | REM
| - | #N/A | #N/A | #N/A | Material Claiming | 0 |  |  | #N/A |  |  |  | 0 |  |  | SLM |  |  | REM
| - | #N/A | #N/A | #N/A | Material Claiming | 0 |  |  | #N/A |  |  |  | 0 |  |  | SLM |  |  | REM
| - | #N/A | #N/A | #N/A | Material Claiming | 0 |  |  | #N/A |  |  |  | 0 |  |  | SLM |  |  | REM
| - | #N/A | #N/A | #N/A | Material Claiming | 0 |  |  | #N/A |  |  |  | 0 |  |  | SLM |  |  | REM
| - | #N/A | #N/A | #N/A | Material Claiming | 0 |  |  | #N/A |  |  |  | 0 |  |  | SLM |  |  | REM
| - | #N/A | #N/A | #N/A | Material Claiming | 0 |  |  | #N/A |  |  |  | 0 |  |  | SLM |  |  | REM
| - | #N/A | #N/A | #N/A | Material Claiming | 0 |  |  | #N/A |  |  |  | 0 |  |  | SLM |  |  | REM
| - | #N/A | #N/A | #N/A | Material Claiming | 0 |  |  | #N/A |  |  |  | 0 |  |  | SLM |  |  | REM
| - | #N/A | #N/A | #N/A | Material Claiming | 0 |  |  | #N/A |  |  |  | 0 |  |  | SLM |  |  | REM
| - | #N/A | #N/A | #N/A | Material Claiming | 0 |  |  | #N/A |  |  |  | 0 |  |  | SLM |  |  | REM
| - | #N/A | #N/A | #N/A | Material Claiming | 0 |  |  | #N/A |  |  |  | 0 |  |  | SLM |  |  | REM
| - | #N/A | #N/A | #N/A | Material Claiming | 0 |  |  | #N/A |  |  |  | 0 |  |  | SLM |  |  | REM
| - | #N/A | #N/A | #N/A | Material Claiming | 0 |  |  | #N/A |  |  |  | 0 |  |  | SLM |  |  | REM
| - | #N/A | #N/A | #N/A | Material Claiming | 0 |  |  | #N/A |  |  |  | 0 |  |  | SLM |  |  | REM
| - | #N/A | #N/A | #N/A | Material Claiming | 0 |  |  | #N/A |  |  |  | 0 |  |  | SLM |  |  | REM
| - | #N/A | #N/A | #N/A | Material Claiming | 0 |  |  | #N/A |  |  |  | 0 |  |  | SLM |  |  | REM
| - | #N/A | #N/A | #N/A | Material Claiming | 0 |  |  | #N/A |  |  |  | 0 |  |  | SLM |  |  | REM
| - | #N/A | #N/A | #N/A | Material Claiming | 0 |  |  | #N/A |  |  |  | 0 |  |  | SLM |  |  | REM
| - | #N/A | #N/A | #N/A | Material Claiming | 0 |  |  | #N/A |  |  |  | 0 |  |  | SLM |  |  | REM
| - | #N/A | #N/A | #N/A | Material Claiming | 0 |  |  | #N/A |  |  |  | 0 |  |  | SLM |  |  | REM
| - | #N/A | #N/A | #N/A | Material Claiming | 0 |  |  | #N/A |  |  |  | 0 |  |  | SLM |  |  | REM
| - | #N/A | #N/A | #N/A | Material Claiming | 0 |  |  | #N/A |  |  |  | 0 |  |  | SLM |  |  | REM
| - | #N/A | #N/A | #N/A | Material Claiming | 0 |  |  | #N/A |  |  |  | 0 |  |  | SLM |  |  | REM
| - | #N/A | #N/A | #N/A | Material Claiming | 0 |  |  | #N/A |  |  |  | 0 |  |  | SLM |  |  | REM
| - | #N/A | #N/A | #N/A | Material Claiming | 0 |  |  | #N/A |  |  |  | 0 |  |  | SLM |  |  | REM
| - | #N/A | #N/A | #N/A | Material Claiming | 0 |  |  | #N/A |  |  |  | 0 |  |  | SLM |  |  | REM
| - | #N/A | #N/A | #N/A | Material Claiming | 0 |  |  | #N/A |  |  |  | 0 |  |  | SLM |  |  | REM
| - | #N/A | #N/A | #N/A | Material Claiming | 0 |  |  | #N/A |  |  |  | 0 |  |  | SLM |  |  | REM
| - | #N/A | #N/A | #N/A | Material Claiming | 0 |  |  | #N/A |  |  |  | 0 |  |  | SLM |  |  | REM
| - | #N/A | #N/A | #N/A | Material Claiming | 0 |  |  | #N/A |  |  |  | 0 |  |  | SLM |  |  | REM
| - | #N/A | #N/A | #N/A | Material Claiming | 0 |  |  | #N/A |  |  |  | 0 |  |  | SLM |  |  | REM
| - | #N/A | #N/A | #N/A | Material Claiming | 0 |  |  | #N/A |  |  |  | 0 |  |  | SLM |  |  | REM
| - | #N/A | #N/A | #N/A | Material Claiming | 0 |  |  | #N/A |  |  |  | 0 |  |  | SLM |  |  | REM
| - | #N/A | #N/A | #N/A | Material Claiming | 0 |  |  | #N/A |  |  |  | 0 |  |  | SLM |  |  | REM
| - | #N/A | #N/A | #N/A | Material Claiming | 0 |  |  | #N/A |  |  |  | 0 |  |  | SLM |  |  | REM
| - | #N/A | #N/A | #N/A | Material Claiming | 0 |  |  | #N/A |  |  |  | 0 |  |  | SLM |  |  | REM
| - | #N/A | #N/A | #N/A | Material Claiming | 0 |  |  | #N/A |  |  |  | 0 |  |  | SLM |  |  | REM
| - | #N/A | #N/A | #N/A | Material Claiming | 0 |  |  | #N/A |  |  |  | 0 |  |  | SLM |  |  | REM
| - | #N/A | #N/A | #N/A | Material Claiming | 0 |  |  | #N/A |  |  |  | 0 |  |  | SLM |  |  | REM
| - | #N/A | #N/A | #N/A | Material Claiming | 0 |  |  | #N/A |  |  |  | 0 |  |  | SLM |  |  | REM
| - | #N/A | #N/A | #N/A | Material Claiming | 0 |  |  | #N/A |  |  |  | 0 |  |  | SLM |  |  | REM
| - | #N/A | #N/A | #N/A | Material Claiming | 0 |  |  | #N/A |  |  |  | 0 |  |  | SLM |  |  | REM
| - | #N/A | #N/A | #N/A | Material Claiming | 0 |  |  | #N/A |  |  |  | 0 |  |  | SLM |  |  | REM
| - | #N/A | #N/A | #N/A | Material Claiming | 0 |  |  | #N/A |  |  |  | 0 |  |  | SLM |  |  | REM
| - | #N/A | #N/A | #N/A | Material Claiming | 0 |  |  | #N/A |  |  |  | 0 |  |  | SLM |  |  | REM
| - | #N/A | #N/A | #N/A | Material Claiming | 0 |  |  | #N/A |  |  |  | 0 |  |  | SLM |  |  | REM
| - | #N/A | #N/A | #N/A | Material Claiming | 0 |  |  | #N/A |  |  |  | 0 |  |  | SLM |  |  | REM
| - | #N/A | #N/A | #N/A | Material Claiming | 0 |  |  | #N/A |  |  |  | 0 |  |  | SLM |  |  | REM
| - | #N/A | #N/A | #N/A | Material Claiming | 0 |  |  | #N/A |  |  |  | 0 |  |  | SLM |  |  | REM
| - | #N/A | #N/A | #N/A | Material Claiming | 0 |  |  | #N/A |  |  |  | 0 |  |  | SLM |  |  | REM
| - | #N/A | #N/A | #N/A | Material Claiming | 0 |  |  | #N/A |  |  |  | 0 |  |  | SLM |  |  | REM
| - | #N/A | #N/A | #N/A | Material Claiming | 0 |  |  | #N/A |  |  |  | 0 |  |  | SLM |  |  | REM
| - | #N/A | #N/A | #N/A | Material Claiming | 0 |  |  | #N/A |  |  |  | 0 |  |  | SLM |  |  | REM
| - | #N/A | #N/A | #N/A | Material Claiming | 0 |  |  | #N/A |  |  |  | 0 |  |  | SLM |  |  | REM
| - | #N/A | #N/A | #N/A | Material Claiming | 0 |  |  | #N/A |  |  |  | 0 |  |  | SLM |  |  | REM
| - | #N/A | #N/A | #N/A | Material Claiming | 0 |  |  | #N/A |  |  |  | 0 |  |  | SLM |  |  | REM
| - | #N/A | #N/A | #N/A | Material Claiming | 0 |  |  | #N/A |  |  |  | 0 |  |  | SLM |  |  | REM
| - | #N/A | #N/A | #N/A | Material Claiming | 0 |  |  | #N/A |  |  |  | 0 |  |  | SLM |  |  | REM
| - | #N/A | #N/A | #N/A | Material Claiming | 0 |  |  | #N/A |  |  |  | 0 |  |  | SLM |  |  | REM
| - | #N/A | #N/A | #N/A | Material Claiming | 0 |  |  | #N/A |  |  |  | 0 |  |  | SLM |  |  | REM
| - | #N/A | #N/A | #N/A | Material Claiming | 0 |  |  | #N/A |  |  |  | 0 |  |  | SLM |  |  | REM
| - | #N/A | #N/A | #N/A | Material Claiming | 0 |  |  | #N/A |  |  |  | 0 |  |  | SLM |  |  | REM
| - | #N/A | #N/A | #N/A | Material Claiming | 0 |  |  | #N/A |  |  |  | 0 |  |  | SLM |  |  | REM
| - | #N/A | #N/A | #N/A | Material Claiming | 0 |  |  | #N/A |  |  |  | 0 |  |  | SLM |  |  | REM
| - | #N/A | #N/A | #N/A | Material Claiming | 0 |  |  | #N/A |  |  |  | 0 |  |  | SLM |  |  | REM
| - | #N/A | #N/A | #N/A | Material Claiming | 0 |  |  | #N/A |  |  |  | 0 |  |  | SLM |  |  | REM
| - | #N/A | #N/A | #N/A | Material Claiming | 0 |  |  | #N/A |  |  |  | 0 |  |  | SLM |  |  | REM
| - | #N/A | #N/A | #N/A | Material Claiming | 0 |  |  | #N/A |  |  |  | 0 |  |  | SLM |  |  | REM
| - | #N/A | #N/A | #N/A | Material Claiming | 0 |  |  | #N/A |  |  |  | 0 |  |  | SLM |  |  | REM
| - | #N/A | #N/A | #N/A | Material Claiming | 0 |  |  | #N/A |  |  |  | 0 |  |  | SLM |  |  | REM
| - | #N/A | #N/A | #N/A | Material Claiming | 0 |  |  | #N/A |  |  |  | 0 |  |  | SLM |  |  | REM
| - | #N/A | #N/A | #N/A | Material Claiming | 0 |  |  | #N/A |  |  |  | 0 |  |  | SLM |  |  | REM
| - | #N/A | #N/A | #N/A | Material Claiming | 0 |  |  | #N/A |  |  |  | 0 |  |  | SLM |  |  | REM
| - | #N/A | #N/A | #N/A | Material Claiming | 0 |  |  | #N/A |  |  |  | 0 |  |  | SLM |  |  | REM
| - | #N/A | #N/A | #N/A | Material Claiming | 0 |  |  | #N/A |  |  |  | 0 |  |  | SLM |  |  | REM
| - | #N/A | #N/A | #N/A | Material Claiming | 0 |  |  | #N/A |  |  |  | 0 |  |  | SLM |  |  | REM
| - | #N/A | #N/A | #N/A | Material Claiming | 0 |  |  | #N/A |  |  |  | 0 |  |  | SLM |  |  | REM
| - | #N/A | #N/A | #N/A | Material Claiming | 0 |  |  | #N/A |  |  |  | 0 |  |  | SLM |  |  | REM
| - | #N/A | #N/A | #N/A | Material Claiming | 0 |  |  | #N/A |  |  |  | 0 |  |  | SLM |  |  | REM
| - | #N/A | #N/A | #N/A | Material Claiming | 0 |  |  | #N/A |  |  |  | 0 |  |  | SLM |  |  | REM
| - | #N/A | #N/A | #N/A | Material Claiming | 0 |  |  | #N/A |  |  |  | 0 |  |  | SLM |  |  | REM
| - | #N/A | #N/A | #N/A | Material Claiming | 0 |  |  | #N/A |  |  |  | 0 |  |  | SLM |  |  | REM
| - | #N/A | #N/A | #N/A | Material Claiming | 0 |  |  | #N/A |  |  |  | 0 |  |  | SLM |  |  | REM
| - | #N/A | #N/A | #N/A | Material Claiming | 0 |  |  | #N/A |  |  |  | 0 |  |  | SLM |  |  | REM
| - | #N/A | #N/A | #N/A | Material Claiming | 0 |  |  | #N/A |  |  |  | 0 |  |  | SLM |  |  | REM
| - | #N/A | #N/A | #N/A | Material Claiming | 0 |  |  | #N/A |  |  |  | 0 |  |  | SLM |  |  | REM
| - | #N/A | #N/A | #N/A | Material Claiming | 0 |  |  | #N/A |  |  |  | 0 |  |  | SLM |  |  | REM
| - | #N/A | #N/A | #N/A | Material Claiming | 0 |  |  | #N/A |  |  |  | 0 |  |  | SLM |  |  | REM
| - | #N/A | #N/A | #N/A | Material Claiming | 0 |  |  | #N/A |  |  |  | 0 |  |  | SLM |  |  | REM
| - | #N/A | #N/A | #N/A | Material Claiming | 0 |  |  | #N/A |  |  |  | 0 |  |  | SLM |  |  | REM
| - | #N/A | #N/A | #N/A | Material Claiming | 0 |  |  | #N/A |  |  |  | 0 |  |  | SLM |  |  | REM
| - | #N/A | #N/A | #N/A | Material Claiming | 0 |  |  | #N/A |  |  |  | 0 |  |  | SLM |  |  | REM
| - | #N/A | #N/A | #N/A | Material Claiming | 0 |  |  | #N/A |  |  |  | 0 |  |  | SLM |  |  | REM
| - | #N/A | #N/A | #N/A | Material Claiming | 0 |  |  | #N/A |  |  |  | 0 |  |  | SLM |  |  | REM
| - | #N/A | #N/A | #N/A | Material Claiming | 0 |  |  | #N/A |  |  |  | 0 |  |  | SLM |  |  | REM
| - | #N/A | #N/A | #N/A | Material Claiming | 0 |  |  | #N/A |  |  |  | 0 |  |  | SLM |  |  | REM
| - | #N/A | #N/A | #N/A | Material Claiming | 0 |  |  | #N/A |  |  |  | 0 |  |  | SLM |  |  | REM
| - | #N/A | #N/A | #N/A | Material Claiming | 0 |  |  | #N/A |  |  |  | 0 |  |  | SLM |  |  | REM
| - | #N/A | #N/A | #N/A | Material Claiming | 0 |  |  | #N/A |  |  |  | 0 |  |  | SLM |  |  | REM
| - | #N/A | #N/A | #N/A | Material Claiming | 0 |  |  | #N/A |  |  |  | 0 |  |  | SLM |  |  | REM
| - | #N/A | #N/A | #N/A | Material Claiming | 0 |  |  | #N/A |  |  |  | 0 |  |  | SLM |  |  | REM
| - | #N/A | #N/A | #N/A | Material Claiming | 0 |  |  | #N/A |  |  |  | 0 |  |  | SLM |  |  | REM
| - | #N/A | #N/A | #N/A | Material Claiming | 0 |  |  | #N/A |  |  |  | 0 |  |  | SLM |  |  | REM
| - | #N/A | #N/A | #N/A | Material Claiming | 0 |  |  | #N/A |  |  |  | 0 |  |  | SLM |  |  | REM
| - | #N/A | #N/A | #N/A | Material Claiming | 0 |  |  | #N/A |  |  |  | 0 |  |  | SLM |  |  | REM
| - | #N/A | #N/A | #N/A | Material Claiming | 0 |  |  | #N/A |  |  |  | 0 |  |  | SLM |  |  | REM
| - | #N/A | #N/A | #N/A | Material Claiming | 0 |  |  | #N/A |  |  |  | 0 |  |  | SLM |  |  | REM
| - | #N/A | #N/A | #N/A | Material Claiming | 0 |  |  | #N/A |  |  |  | 0 |  |  | SLM |  |  | REM
| - | #N/A | #N/A | #N/A | Material Claiming | 0 |  |  | #N/A |  |  |  | 0 |  |  | SLM |  |  | REM
| - | #N/A | #N/A | #N/A | Material Claiming | 0 |  |  | #N/A |  |  |  | 0 |  |  | SLM |  |  | REM
| - | #N/A | #N/A | #N/A | Material Claiming | 0 |  |  | #N/A |  |  |  | 0 |  |  | SLM |  |  | REM
| - | #N/A | #N/A | #N/A | Material Claiming | 0 |  |  | #N/A |  |  |  | 0 |  |  | SLM |  |  | REM
| - | #N/A | #N/A | #N/A | Material Claiming | 0 |  |  | #N/A |  |  |  | 0 |  |  | SLM |  |  | REM
| - | #N/A | #N/A | #N/A | Material Claiming | 0 |  |  | #N/A |  |  |  | 0 |  |  | SLM |  |  | REM
| - | #N/A | #N/A | #N/A | Material Claiming | 0 |  |  | #N/A |  |  |  | 0 |  |  | SLM |  |  | REM
| - | #N/A | #N/A | #N/A | Material Claiming | 0 |  |  | #N/A |  |  |  | 0 |  |  | SLM |  |  | REM
| - | #N/A | #N/A | #N/A | Material Claiming | 0 |  |  | #N/A |  |  |  | 0 |  |  | SLM |  |  | REM
| - | #N/A | #N/A | #N/A | Material Claiming | 0 |  |  | #N/A |  |  |  | 0 |  |  | SLM |  |  | REM
| - | #N/A | #N/A | #N/A | Material Claiming | 0 |  |  | #N/A |  |  |  | 0 |  |  | SLM |  |  | REM
| - | #N/A | #N/A | #N/A | Material Claiming | 0 |  |  | #N/A |  |  |  | 0 |  |  | SLM |  |  | REM
| - | #N/A | #N/A | #N/A | Material Claiming | 0 |  |  | #N/A |  |  |  | 0 |  |  | SLM |  |  | REM
| - | #N/A | #N/A | #N/A | Material Claiming | 0 |  |  | #N/A |  |  |  | 0 |  |  | SLM |  |  | REM
| - | #N/A | #N/A | #N/A | Material Claiming | 0 |  |  | #N/A |  |  |  | 0 |  |  | SLM |  |  | REM
| - | #N/A | #N/A | #N/A | Material Claiming | 0 |  |  | #N/A |  |  |  | 0 |  |  | SLM |  |  | REM
| - | #N/A | #N/A | #N/A | Material Claiming | 0 |  |  | #N/A |  |  |  | 0 |  |  | SLM |  |  | REM
| - | #N/A | #N/A | #N/A | Material Claiming | 0 |  |  | #N/A |  |  |  | 0 |  |  | SLM |  |  | REM
| - | #N/A | #N/A | #N/A | Material Claiming | 0 |  |  | #N/A |  |  |  | 0 |  |  | SLM |  |  | REM
| - | #N/A | #N/A | #N/A | Material Claiming | 0 |  |  | #N/A |  |  |  | 0 |  |  | SLM |  |  | REM
| - | #N/A | #N/A | #N/A | Material Claiming | 0 |  |  | #N/A |  |  |  | 0 |  |  | SLM |  |  | REM
| - | #N/A | #N/A | #N/A | Material Claiming | 0 |  |  | #N/A |  |  |  | 0 |  |  | SLM |  |  | REM
| - | #N/A | #N/A | #N/A | Material Claiming | 0 |  |  | #N/A |  |  |  | 0 |  |  | SLM |  |  | REM
| - | #N/A | #N/A | #N/A | Material Claiming | 0 |  |  | #N/A |  |  |  | 0 |  |  | SLM |  |  | REM
| - | #N/A | #N/A | #N/A | Material Claiming | 0 |  |  | #N/A |  |  |  | 0 |  |  | SLM |  |  | REM
| - | #N/A | #N/A | #N/A | Material Claiming | 0 |  |  | #N/A |  |  |  | 0 |  |  | SLM |  |  | REM
| - | #N/A | #N/A | #N/A | Material Claiming | 0 |  |  | #N/A |  |  |  | 0 |  |  | SLM |  |  | REM
| - | #N/A | #N/A | #N/A | Material Claiming | 0 |  |  | #N/A |  |  |  | 0 |  |  | SLM |  |  | REM
| - | #N/A | #N/A | #N/A | Material Claiming | 0 |  |  | #N/A |  |  |  | 0 |  |  | SLM |  |  | REM
| - | #N/A | #N/A | #N/A | Material Claiming | 0 |  |  | #N/A |  |  |  | 0 |  |  | SLM |  |  | REM
| - | #N/A | #N/A | #N/A | Material Claiming | 0 |  |  | #N/A |  |  |  | 0 |  |  | SLM |  |  | REM
| - | #N/A | #N/A | #N/A | Material Claiming | 0 |  |  | #N/A |  |  |  | 0 |  |  | SLM |  |  | REM
| - | #N/A | #N/A | #N/A | Material Claiming | 0 |  |  | #N/A |  |  |  | 0 |  |  | SLM |  |  | REM
| - | #N/A | #N/A | #N/A | Material Claiming | 0 |  |  | #N/A |  |  |  | 0 |  |  | SLM |  |  | REM
| - | #N/A | #N/A | #N/A | Material Claiming | 0 |  |  | #N/A |  |  |  | 0 |  |  | SLM |  |  | REM
| - | #N/A | #N/A | #N/A | Material Claiming | 0 |  |  | #N/A |  |  |  | 0 |  |  | SLM |  |  | REM
| - | #N/A | #N/A | #N/A | Material Claiming | 0 |  |  | #N/A |  |  |  | 0 |  |  | SLM |  |  | REM
| - | #N/A | #N/A | #N/A | Material Claiming | 0 |  |  | #N/A |  |  |  | 0 |  |  | SLM |  |  | REM
| - | #N/A | #N/A | #N/A | Material Claiming | 0 |  |  | #N/A |  |  |  | 0 |  |  | SLM |  |  | REM
| - | #N/A | #N/A | #N/A | Material Claiming | 0 |  |  | #N/A |  |  |  | 0 |  |  | SLM |  |  | REM
| - | #N/A | #N/A | #N/A | Material Claiming | 0 |  |  | #N/A |  |  |  | 0 |  |  | SLM |  |  | REM
| - | #N/A | #N/A | #N/A | Material Claiming | 0 |  |  | #N/A |  |  |  | 0 |  |  | SLM |  |  | REM
| - | #N/A | #N/A | #N/A | Material Claiming | 0 |  |  | #N/A |  |  |  | 0 |  |  | SLM |  |  | REM
| - | #N/A | #N/A | #N/A | Material Claiming | 0 |  |  | #N/A |  |  |  | 0 |  |  | SLM |  |  | REM
| - | #N/A | #N/A | #N/A | Material Claiming | 0 |  |  | #N/A |  |  |  | 0 |  |  | SLM |  |  | REM
| - | #N/A | #N/A | #N/A | Material Claiming | 0 |  |  | #N/A |  |  |  | 0 |  |  | SLM |  |  | REM
| - | #N/A | #N/A | #N/A | Material Claiming | 0 |  |  | #N/A |  |  |  | 0 |  |  | SLM |  |  | REM
| - | #N/A | #N/A | #N/A | Material Claiming | 0 |  |  | #N/A |  |  |  | 0 |  |  | SLM |  |  | REM
| - | #N/A | #N/A | #N/A | Material Claiming | 0 |  |  | #N/A |  |  |  | 0 |  |  | SLM |  |  | REM
| - | #N/A | #N/A | #N/A | Material Claiming | 0 |  |  | #N/A |  |  |  | 0 |  |  | SLM |  |  | REM
| - | #N/A | #N/A | #N/A | Material Claiming | 0 |  |  | #N/A |  |  |  | 0 |  |  | SLM |  |  | REM
| - | #N/A | #N/A | #N/A | Material Claiming | 0 |  |  | #N/A |  |  |  | 0 |  |  | SLM |  |  | REM
| - | #N/A | #N/A | #N/A | Material Claiming | 0 |  |  | #N/A |  |  |  | 0 |  |  | SLM |  |  | REM
| - | #N/A | #N/A | #N/A | Material Claiming | 0 |  |  | #N/A |  |  |  | 0 |  |  | SLM |  |  | REM
| - | #N/A | #N/A | #N/A | Material Claiming | 0 |  |  | #N/A |  |  |  | 0 |  |  | SLM |  |  | REM
| - | #N/A | #N/A | #N/A | Material Claiming | 0 |  |  | #N/A |  |  |  | 0 |  |  | SLM |  |  | REM
| - | #N/A | #N/A | #N/A | Material Claiming | 0 |  |  | #N/A |  |  |  | 0 |  |  | SLM |  |  | REM
| - | #N/A | #N/A | #N/A | Material Claiming | 0 |  |  | #N/A |  |  |  | 0 |  |  | SLM |  |  | REM
| - | #N/A | #N/A | #N/A | Material Claiming | 0 |  |  | #N/A |  |  |  | 0 |  |  | SLM |  |  | REM
| - | #N/A | #N/A | #N/A | Material Claiming | 0 |  |  | #N/A |  |  |  | 0 |  |  | SLM |  |  | REM
| - | #N/A | #N/A | #N/A | Material Claiming | 0 |  |  | #N/A |  |  |  | 0 |  |  | SLM |  |  | REM
| - | #N/A | #N/A | #N/A | Material Claiming | 0 |  |  | #N/A |  |  |  | 0 |  |  | SLM |  |  | REM
| - | #N/A | #N/A | #N/A | Material Claiming | 0 |  |  | #N/A |  |  |  | 0 |  |  | SLM |  |  | REM
| - | #N/A | #N/A | #N/A | Material Claiming | 0 |  |  | #N/A |  |  |  | 0 |  |  | SLM |  |  | REM
| - | #N/A | #N/A | #N/A | Material Claiming | 0 |  |  | #N/A |  |  |  | 0 |  |  | SLM |  |  | REM
| - | #N/A | #N/A | #N/A | Material Claiming | 0 |  |  | #N/A |  |  |  | 0 |  |  | SLM |  |  | REM
| - | #N/A | #N/A | #N/A | Material Claiming | 0 |  |  | #N/A |  |  |  | 0 |  |  | SLM |  |  | REM
| - | #N/A | #N/A | #N/A | Material Claiming | 0 |  |  | #N/A |  |  |  | 0 |  |  | SLM |  |  | REM
| - | #N/A | #N/A | #N/A | Material Claiming | 0 |  |  | #N/A |  |  |  | 0 |  |  | SLM |  |  | REM
| - | #N/A | #N/A | #N/A | Material Claiming | 0 |  |  | #N/A |  |  |  | 0 |  |  | SLM |  |  | REM
| - | #N/A | #N/A | #N/A | Material Claiming | 0 |  |  | #N/A |  |  |  | 0 |  |  | SLM |  |  | REM
| - | #N/A | #N/A | #N/A | Material Claiming | 0 |  |  | #N/A |  |  |  | 0 |  |  | SLM |  |  | REM
| - | #N/A | #N/A | #N/A | Material Claiming | 0 |  |  | #N/A |  |  |  | 0 |  |  | SLM |  |  | REM
| - | #N/A | #N/A | #N/A | Material Claiming | 0 |  |  | #N/A |  |  |  | 0 |  |  | SLM |  |  | REM
| - | #N/A | #N/A | #N/A | Material Claiming | 0 |  |  | #N/A |  |  |  | 0 |  |  | SLM |  |  | REM
| - | #N/A | #N/A | #N/A | Material Claiming | 0 |  |  | #N/A |  |  |  | 0 |  |  | SLM |  |  | REM
| - | #N/A | #N/A | #N/A | Material Claiming | 0 |  |  | #N/A |  |  |  | 0 |  |  | SLM |  |  | REM
| - | #N/A | #N/A | #N/A | Material Claiming | 0 |  |  | #N/A |  |  |  | 0 |  |  | SLM |  |  | REM
| - | #N/A | #N/A | #N/A | Material Claiming | 0 |  |  | #N/A |  |  |  | 0 |  |  | SLM |  |  | REM
| - | #N/A | #N/A | #N/A | Material Claiming | 0 |  |  | #N/A |  |  |  | 0 |  |  | SLM |  |  | REM
| - | #N/A | #N/A | #N/A | Material Claiming | 0 |  |  | #N/A |  |  |  | 0 |  |  | SLM |  |  | REM
| - | #N/A | #N/A | #N/A | Material Claiming | 0 |  |  | #N/A |  |  |  | 0 |  |  | SLM |  |  | REM
| - | #N/A | #N/A | #N/A | Material Claiming | 0 |  |  | #N/A |  |  |  | 0 |  |  | SLM |  |  | REM
| - | #N/A | #N/A | #N/A | Material Claiming | 0 |  |  | #N/A |  |  |  | 0 |  |  | SLM |  |  | REM
| - | #N/A | #N/A | #N/A | Material Claiming | 0 |  |  | #N/A |  |  |  | 0 |  |  | SLM |  |  | REM
| - | #N/A | #N/A | #N/A | Material Claiming | 0 |  |  | #N/A |  |  |  | 0 |  |  | SLM |  |  | REM
| - | #N/A | #N/A | #N/A | Material Claiming | 0 |  |  | #N/A |  |  |  | 0 |  |  | SLM |  |  | REM
| - | #N/A | #N/A | #N/A | Material Claiming | 0 |  |  | #N/A |  |  |  | 0 |  |  | SLM |  |  | REM
| - | #N/A | #N/A | #N/A | Material Claiming | 0 |  |  | #N/A |  |  |  | 0 |  |  | SLM |  |  | REM
| - | #N/A | #N/A | #N/A | Material Claiming | 0 |  |  | #N/A |  |  |  | 0 |  |  | SLM |  |  | REM
| - | #N/A | #N/A | #N/A | Material Claiming | 0 |  |  | #N/A |  |  |  | 0 |  |  | SLM |  |  | REM
| - | #N/A | #N/A | #N/A | Material Claiming | 0 |  |  | #N/A |  |  |  | 0 |  |  | SLM |  |  | REM
| - | #N/A | #N/A | #N/A | Material Claiming | 0 |  |  | #N/A |  |  |  | 0 |  |  | SLM |  |  | REM
| - | #N/A | #N/A | #N/A | Material Claiming | 0 |  |  | #N/A |  |  |  | 0 |  |  | SLM |  |  | REM
| - | #N/A | #N/A | #N/A | Material Claiming | 0 |  |  | #N/A |  |  |  | 0 |  |  | SLM |  |  | REM
| - | #N/A | #N/A | #N/A | Material Claiming | 0 |  |  | #N/A |  |  |  | 0 |  |  | SLM |  |  | REM
| - | #N/A | #N/A | #N/A | Material Claiming | 0 |  |  | #N/A |  |  |  | 0 |  |  | SLM |  |  | REM
| - | #N/A | #N/A | #N/A | Material Claiming | 0 |  |  | #N/A |  |  |  | 0 |  |  | SLM |  |  | REM
| - | #N/A | #N/A | #N/A | Material Claiming | 0 |  |  | #N/A |  |  |  | 0 |  |  | SLM |  |  | REM
| - | #N/A | #N/A | #N/A | Material Claiming | 0 |  |  | #N/A |  |  |  | 0 |  |  | SLM |  |  | REM
| - | #N/A | #N/A | #N/A | Material Claiming | 0 |  |  | #N/A |  |  |  | 0 |  |  | SLM |  |  | REM
| - | #N/A | #N/A | #N/A | Material Claiming | 0 |  |  | #N/A |  |  |  | 0 |  |  | SLM |  |  | REM
| - | #N/A | #N/A | #N/A | Material Claiming | 0 |  |  | #N/A |  |  |  | 0 |  |  | SLM |  |  | REM
| - | #N/A | #N/A | #N/A | Material Claiming | 0 |  |  | #N/A |  |  |  | 0 |  |  | SLM |  |  | REM
| - | #N/A | #N/A | #N/A | Material Claiming | 0 |  |  | #N/A |  |  |  | 0 |  |  | SLM |  |  | REM
| - | #N/A | #N/A | #N/A | Material Claiming | 0 |  |  | #N/A |  |  |  | 0 |  |  | SLM |  |  | REM
| - | #N/A | #N/A | #N/A | Material Claiming | 0 |  |  | #N/A |  |  |  | 0 |  |  | SLM |  |  | REM
| - | #N/A | #N/A | #N/A | Material Claiming | 0 |  |  | #N/A |  |  |  | 0 |  |  | SLM |  |  | REM
| - | #N/A | #N/A | #N/A | Material Claiming | 0 |  |  | #N/A |  |  |  | 0 |  |  | SLM |  |  | REM
| - | #N/A | #N/A | #N/A | Material Claiming | 0 |  |  | #N/A |  |  |  | 0 |  |  | SLM |  |  | REM
| - | #N/A | #N/A | #N/A | Material Claiming | 0 |  |  | #N/A |  |  |  | 0 |  |  | SLM |  |  | REM
| - | #N/A | #N/A | #N/A | Material Claiming | 0 |  |  | #N/A |  |  |  | 0 |  |  | SLM |  |  | REM
| - | #N/A | #N/A | #N/A | Material Claiming | 0 |  |  | #N/A |  |  |  | 0 |  |  | SLM |  |  | REM
| - | #N/A | #N/A | #N/A | Material Claiming | 0 |  |  | #N/A |  |  |  | 0 |  |  | SLM |  |  | REM
| - | #N/A | #N/A | #N/A | Material Claiming | 0 |  |  | #N/A |  |  |  | 0 |  |  | SLM |  |  | REM
| - | #N/A | #N/A | #N/A | Material Claiming | 0 |  |  | #N/A |  |  |  | 0 |  |  | SLM |  |  | REM
| - | #N/A | #N/A | #N/A | Material Claiming | 0 |  |  | #N/A |  |  |  | 0 |  |  | SLM |  |  | REM
| - | #N/A | #N/A | #N/A | Material Claiming | 0 |  |  | #N/A |  |  |  | 0 |  |  | SLM |  |  | REM
| - | #N/A | #N/A | #N/A | Material Claiming | 0 |  |  | #N/A |  |  |  | 0 |  |  | SLM |  |  | REM
| - | #N/A | #N/A | #N/A | Material Claiming | 0 |  |  | #N/A |  |  |  | 0 |  |  | SLM |  |  | REM
| - | #N/A | #N/A | #N/A | Material Claiming | 0 |  |  | #N/A |  |  |  | 0 |  |  | SLM |  |  | REM
| - | #N/A | #N/A | #N/A | Material Claiming | 0 |  |  | #N/A |  |  |  | 0 |  |  | SLM |  |  | REM
| - | #N/A | #N/A | #N/A | Material Claiming | 0 |  |  | #N/A |  |  |  | 0 |  |  | SLM |  |  | REM
| - | #N/A | #N/A | #N/A | Material Claiming | 0 |  |  | #N/A |  |  |  | 0 |  |  | SLM |  |  | REM
| - | #N/A | #N/A | #N/A | Material Claiming | 0 |  |  | #N/A |  |  |  | 0 |  |  | SLM |  |  | REM
| - | #N/A | #N/A | #N/A | Material Claiming | 0 |  |  | #N/A |  |  |  | 0 |  |  | SLM |  |  | REM
| - | #N/A | #N/A | #N/A | Material Claiming | 0 |  |  | #N/A |  |  |  | 0 |  |  | SLM |  |  | REM
| - | #N/A | #N/A | #N/A | Material Claiming | 0 |  |  | #N/A |  |  |  | 0 |  |  | SLM |  |  | REM
| - | #N/A | #N/A | #N/A | Material Claiming | 0 |  |  | #N/A |  |  |  | 0 |  |  | SLM |  |  | REM
| - | #N/A | #N/A | #N/A | Material Claiming | 0 |  |  | #N/A |  |  |  | 0 |  |  | SLM |  |  | REM
| - | #N/A | #N/A | #N/A | Material Claiming | 0 |  |  | #N/A |  |  |  | 0 |  |  | SLM |  |  | REM
| - | #N/A | #N/A | #N/A | Material Claiming | 0 |  |  | #N/A |  |  |  | 0 |  |  | SLM |  |  | REM
| - | #N/A | #N/A | #N/A | Material Claiming | 0 |  |  | #N/A |  |  |  | 0 |  |  | SLM |  |  | REM
| - | #N/A | #N/A | #N/A | Material Claiming | 0 |  |  | #N/A |  |  |  | 0 |  |  | SLM |  |  | REM
| - | #N/A | #N/A | #N/A | Material Claiming | 0 |  |  | #N/A |  |  |  | 0 |  |  | SLM |  |  | REM
| - | #N/A | #N/A | #N/A | Material Claiming | 0 |  |  | #N/A |  |  |  | 0 |  |  | SLM |  |  | REM
| - | #N/A | #N/A | #N/A | Material Claiming | 0 |  |  | #N/A |  |  |  | 0 |  |  | SLM |  |  | REM
| - | #N/A | #N/A | #N/A | Material Claiming | 0 |  |  | #N/A |  |  |  | 0 |  |  | SLM |  |  | REM
| - | #N/A | #N/A | #N/A | Material Claiming | 0 |  |  | #N/A |  |  |  | 0 |  |  | SLM |  |  | REM
| - | #N/A | #N/A | #N/A | Material Claiming | 0 |  |  | #N/A |  |  |  | 0 |  |  | SLM |  |  | REM
| - | #N/A | #N/A | #N/A | Material Claiming | 0 |  |  | #N/A |  |  |  | 0 |  |  | SLM |  |  | REM
| - | #N/A | #N/A | #N/A | Material Claiming | 0 |  |  | #N/A |  |  |  | 0 |  |  | SLM |  |  | REM
| - | #N/A | #N/A | #N/A | Material Claiming | 0 |  |  | #N/A |  |  |  | 0 |  |  | SLM |  |  | REM
| - | #N/A | #N/A | #N/A | Material Claiming | 0 |  |  | #N/A |  |  |  | 0 |  |  | SLM |  |  | REM
| - | #N/A | #N/A | #N/A | Material Claiming | 0 |  |  | #N/A |  |  |  | 0 |  |  | SLM |  |  | REM
| - | #N/A | #N/A | #N/A | Material Claiming | 0 |  |  | #N/A |  |  |  | 0 |  |  | SLM |  |  | REM
| - | #N/A | #N/A | #N/A | Material Claiming | 0 |  |  | #N/A |  |  |  | 0 |  |  | SLM |  |  | REM
| - | #N/A | #N/A | #N/A | Material Claiming | 0 |  |  | #N/A |  |  |  | 0 |  |  | SLM |  |  | REM
| - | #N/A | #N/A | #N/A | Material Claiming | 0 |  |  | #N/A |  |  |  | 0 |  |  | SLM |  |  | REM
| - | #N/A | #N/A | #N/A | Material Claiming | 0 |  |  | #N/A |  |  |  | 0 |  |  | SLM |  |  | REM
| - | #N/A | #N/A | #N/A | Material Claiming | 0 |  |  | #N/A |  |  |  | 0 |  |  | SLM |  |  | REM
| - | #N/A | #N/A | #N/A | Material Claiming | 0 |  |  | #N/A |  |  |  | 0 |  |  | SLM |  |  | REM
| - | #N/A | #N/A | #N/A | Material Claiming | 0 |  |  | #N/A |  |  |  | 0 |  |  | SLM |  |  | REM
| - | #N/A | #N/A | #N/A | Material Claiming | 0 |  |  | #N/A |  |  |  | 0 |  |  | SLM |  |  | REM
| - | #N/A | #N/A | #N/A | Material Claiming | 0 |  |  | #N/A |  |  |  | 0 |  |  | SLM |  |  | REM
| - | #N/A | #N/A | #N/A | Material Claiming | 0 |  |  | #N/A |  |  |  | 0 |  |  | SLM |  |  | REM
| - | #N/A | #N/A | #N/A | Material Claiming | 0 |  |  | #N/A |  |  |  | 0 |  |  | SLM |  |  | REM
| - | #N/A | #N/A | #N/A | Material Claiming | 0 |  |  | #N/A |  |  |  | 0 |  |  | SLM |  |  | REM
| - | #N/A | #N/A | #N/A | Material Claiming | 0 |  |  | #N/A |  |  |  | 0 |  |  | SLM |  |  | REM
| - | #N/A | #N/A | #N/A | Material Claiming | 0 |  |  | #N/A |  |  |  | 0 |  |  | SLM |  |  | REM
| - | #N/A | #N/A | #N/A | Material Claiming | 0 |  |  | #N/A |  |  |  | 0 |  |  | SLM |  |  | REM
| - | #N/A | #N/A | #N/A | Material Claiming | 0 |  |  | #N/A |  |  |  | 0 |  |  | SLM |  |  | REM
| - | #N/A | #N/A | #N/A | Material Claiming | 0 |  |  | #N/A |  |  |  | 0 |  |  | SLM |  |  | REM
| - | #N/A | #N/A | #N/A | Material Claiming | 0 |  |  | #N/A |  |  |  | 0 |  |  | SLM |  |  | REM
| - | #N/A | #N/A | #N/A | Material Claiming | 0 |  |  | #N/A |  |  |  | 0 |  |  | SLM |  |  | REM
| - | #N/A | #N/A | #N/A | Material Claiming | 0 |  |  | #N/A |  |  |  | 0 |  |  | SLM |  |  | REM
| - | #N/A | #N/A | #N/A | Material Claiming | 0 |  |  | #N/A |  |  |  | 0 |  |  | SLM |  |  | REM
| - | #N/A | #N/A | #N/A | Material Claiming | 0 |  |  | #N/A |  |  |  | 0 |  |  | SLM |  |  | REM
| - | #N/A | #N/A | #N/A | Material Claiming | 0 |  |  | #N/A |  |  |  | 0 |  |  | SLM |  |  | REM
| - | #N/A | #N/A | #N/A | Material Claiming | 0 |  |  | #N/A |  |  |  | 0 |  |  | SLM |  |  | REM
| - | #N/A | #N/A | #N/A | Material Claiming | 0 |  |  | #N/A |  |  |  | 0 |  |  | SLM |  |  | REM
| - | #N/A | #N/A | #N/A | Material Claiming | 0 |  |  | #N/A |  |  |  | 0 |  |  | SLM |  |  | REM
| - | #N/A | #N/A | #N/A | Material Claiming | 0 |  |  | #N/A |  |  |  | 0 |  |  | SLM |  |  | REM
| - | #N/A | #N/A | #N/A | Material Claiming | 0 |  |  | #N/A |  |  |  | 0 |  |  | SLM |  |  | REM
| - | #N/A | #N/A | #N/A | Material Claiming | 0 |  |  | #N/A |  |  |  | 0 |  |  | SLM |  |  | REM
| - | #N/A | #N/A | #N/A | Material Claiming | 0 |  |  | #N/A |  |  |  | 0 |  |  | SLM |  |  | REM
| - | #N/A | #N/A | #N/A | Material Claiming | 0 |  |  | #N/A |  |  |  | 0 |  |  | SLM |  |  | REM
| - | #N/A | #N/A | #N/A | Material Claiming | 0 |  |  | #N/A |  |  |  | 0 |  |  | SLM |  |  | REM
| - | #N/A | #N/A | #N/A | Material Claiming | 0 |  |  | #N/A |  |  |  | 0 |  |  | SLM |  |  | REM
| - | #N/A | #N/A | #N/A | Material Claiming | 0 |  |  | #N/A |  |  |  | 0 |  |  | SLM |  |  | REM
| - | #N/A | #N/A | #N/A | Material Claiming | 0 |  |  | #N/A |  |  |  | 0 |  |  | SLM |  |  | REM
| - | #N/A | #N/A | #N/A | Material Claiming | 0 |  |  | #N/A |  |  |  | 0 |  |  | SLM |  |  | REM
| - | #N/A | #N/A | #N/A | Material Claiming | 0 |  |  | #N/A |  |  |  | 0 |  |  | SLM |  |  | REM
| - | #N/A | #N/A | #N/A | Material Claiming | 0 |  |  | #N/A |  |  |  | 0 |  |  | SLM |  |  | REM
| - | #N/A | #N/A | #N/A | Material Claiming | 0 |  |  | #N/A |  |  |  | 0 |  |  | SLM |  |  | REM
| - | #N/A | #N/A | #N/A | Material Claiming | 0 |  |  | #N/A |  |  |  | 0 |  |  | SLM |  |  | REM
| - | #N/A | #N/A | #N/A | Material Claiming | 0 |  |  | #N/A |  |  |  | 0 |  |  | SLM |  |  | REM
| - | #N/A | #N/A | #N/A | Material Claiming | 0 |  |  | #N/A |  |  |  | 0 |  |  | SLM |  |  | REM
| - | #N/A | #N/A | #N/A | Material Claiming | 0 |  |  | #N/A |  |  |  | 0 |  |  | SLM |  |  | REM
| - | #N/A | #N/A | #N/A | Material Claiming | 0 |  |  | #N/A |  |  |  | 0 |  |  | SLM |  |  | REM
| - | #N/A | #N/A | #N/A | Material Claiming | 0 |  |  | #N/A |  |  |  | 0 |  |  | SLM |  |  | REM
| - | #N/A | #N/A | #N/A | Material Claiming | 0 |  |  | #N/A |  |  |  | 0 |  |  | SLM |  |  | REM
| - | #N/A | #N/A | #N/A | Material Claiming | 0 |  |  | #N/A |  |  |  | 0 |  |  | SLM |  |  | REM
| - | #N/A | #N/A | #N/A | Material Claiming | 0 |  |  | #N/A |  |  |  | 0 |  |  | SLM |  |  | REM
| - | #N/A | #N/A | #N/A | Material Claiming | 0 |  |  | #N/A |  |  |  | 0 |  |  | SLM |  |  | REM
| - | #N/A | #N/A | #N/A | Material Claiming | 0 |  |  | #N/A |  |  |  | 0 |  |  | SLM |  |  | REM
| - | #N/A | #N/A | #N/A | Material Claiming | 0 |  |  | #N/A |  |  |  | 0 |  |  | SLM |  |  | REM
| - | #N/A | #N/A | #N/A | Material Claiming | 0 |  |  | #N/A |  |  |  | 0 |  |  | SLM |  |  | REM
| - | #N/A | #N/A | #N/A | Material Claiming | 0 |  |  | #N/A |  |  |  | 0 |  |  | SLM |  |  | REM
| - | #N/A | #N/A | #N/A | Material Claiming | 0 |  |  | #N/A |  |  |  | 0 |  |  | SLM |  |  | REM
| - | #N/A | #N/A | #N/A | Material Claiming | 0 |  |  | #N/A |  |  |  | 0 |  |  | SLM |  |  | REM
| - | #N/A | #N/A | #N/A | Material Claiming | 0 |  |  | #N/A |  |  |  | 0 |  |  | SLM |  |  | REM
| - | #N/A | #N/A | #N/A | Material Claiming | 0 |  |  | #N/A |  |  |  | 0 |  |  | SLM |  |  | REM
| - | #N/A | #N/A | #N/A | Material Claiming | 0 |  |  | #N/A |  |  |  | 0 |  |  | SLM |  |  | REM
| - | #N/A | #N/A | #N/A | Material Claiming | 0 |  |  | #N/A |  |  |  | 0 |  |  | SLM |  |  | REM
| - | #N/A | #N/A | #N/A | Material Claiming | 0 |  |  | #N/A |  |  |  | 0 |  |  | SLM |  |  | REM
| - | #N/A | #N/A | #N/A | Material Claiming | 0 |  |  | #N/A |  |  |  | 0 |  |  | SLM |  |  | REM
| - | #N/A | #N/A | #N/A | Material Claiming | 0 |  |  | #N/A |  |  |  | 0 |  |  | SLM |  |  | REM
| - | #N/A | #N/A | #N/A | Material Claiming | 0 |  |  | #N/A |  |  |  | 0 |  |  | SLM |  |  | REM
| - | #N/A | #N/A | #N/A | Material Claiming | 0 |  |  | #N/A |  |  |  | 0 |  |  | SLM |  |  | REM
| - | #N/A | #N/A | #N/A | Material Claiming | 0 |  |  | #N/A |  |  |  | 0 |  |  | SLM |  |  | REM
| - | #N/A | #N/A | #N/A | Material Claiming | 0 |  |  | #N/A |  |  |  | 0 |  |  | SLM |  |  | REM
| - | #N/A | #N/A | #N/A | Material Claiming | 0 |  |  | #N/A |  |  |  | 0 |  |  | SLM |  |  | REM
| - | #N/A | #N/A | #N/A | Material Claiming | 0 |  |  | #N/A |  |  |  | 0 |  |  | SLM |  |  | REM
| - | #N/A | #N/A | #N/A | Material Claiming | 0 |  |  | #N/A |  |  |  | 0 |  |  | SLM |  |  | REM
| - | #N/A | #N/A | #N/A | Material Claiming | 0 |  |  | #N/A |  |  |  | 0 |  |  | SLM |  |  | REM
| - | #N/A | #N/A | #N/A | Material Claiming | 0 |  |  | #N/A |  |  |  | 0 |  |  | SLM |  |  | REM
| - | #N/A | #N/A | #N/A | Material Claiming | 0 |  |  | #N/A |  |  |  | 0 |  |  | SLM |  |  | REM
| - | #N/A | #N/A | #N/A | Material Claiming | 0 |  |  | #N/A |  |  |  | 0 |  |  | SLM |  |  | REM
| - | #N/A | #N/A | #N/A | Material Claiming | 0 |  |  | #N/A |  |  |  | 0 |  |  | SLM |  |  | REM
| - | #N/A | #N/A | #N/A | Material Claiming | 0 |  |  | #N/A |  |  |  | 0 |  |  | SLM |  |  | REM
| - | #N/A | #N/A | #N/A | Material Claiming | 0 |  |  | #N/A |  |  |  | 0 |  |  | SLM |  |  | REM
| - | #N/A | #N/A | #N/A | Material Claiming | 0 |  |  | #N/A |  |  |  | 0 |  |  | SLM |  |  | REM
| - | #N/A | #N/A | #N/A | Material Claiming | 0 |  |  | #N/A |  |  |  | 0 |  |  | SLM |  |  | REM
| - | #N/A | #N/A | #N/A | Material Claiming | 0 |  |  | #N/A |  |  |  | 0 |  |  | SLM |  |  | REM
| - | #N/A | #N/A | #N/A | Material Claiming | 0 |  |  | #N/A |  |  |  | 0 |  |  | SLM |  |  | REM
| - | #N/A | #N/A | #N/A | Material Claiming | 0 |  |  | #N/A |  |  |  | 0 |  |  | SLM |  |  | REM
| - | #N/A | #N/A | #N/A | Material Claiming | 0 |  |  | #N/A |  |  |  | 0 |  |  | SLM |  |  | REM
| - | #N/A | #N/A | #N/A | Material Claiming | 0 |  |  | #N/A |  |  |  | 0 |  |  | SLM |  |  | REM
| - | #N/A | #N/A | #N/A | Material Claiming | 0 |  |  | #N/A |  |  |  | 0 |  |  | SLM |  |  | REM
| - | #N/A | #N/A | #N/A | Material Claiming | 0 |  |  | #N/A |  |  |  | 0 |  |  | SLM |  |  | REM
| - | #N/A | #N/A | #N/A | Material Claiming | 0 |  |  | #N/A |  |  |  | 0 |  |  | SLM |  |  | REM
| - | #N/A | #N/A | #N/A | Material Claiming | 0 |  |  | #N/A |  |  |  | 0 |  |  | SLM |  |  | REM
| - | #N/A | #N/A | #N/A | Material Claiming | 0 |  |  | #N/A |  |  |  | 0 |  |  | SLM |  |  | REM
| - | #N/A | #N/A | #N/A | Material Claiming | 0 |  |  | #N/A |  |  |  | 0 |  |  | SLM |  |  | REM
| - | #N/A | #N/A | #N/A | Material Claiming | 0 |  |  | #N/A |  |  |  | 0 |  |  | SLM |  |  | REM
| - | #N/A | #N/A | #N/A | Material Claiming | 0 |  |  | #N/A |  |  |  | 0 |  |  | SLM |  |  | REM
| - | #N/A | #N/A | #N/A | Material Claiming | 0 |  |  | #N/A |  |  |  | 0 |  |  | SLM |  |  | REM
| - | #N/A | #N/A | #N/A | Material Claiming | 0 |  |  | #N/A |  |  |  | 0 |  |  | SLM |  |  | REM
| - | #N/A | #N/A | #N/A | Material Claiming | 0 |  |  | #N/A |  |  |  | 0 |  |  | SLM |  |  | REM
| - | #N/A | #N/A | #N/A | Material Claiming | 0 |  |  | #N/A |  |  |  | 0 |  |  | SLM |  |  | REM
| - | #N/A | #N/A | #N/A | Material Claiming | 0 |  |  | #N/A |  |  |  | 0 |  |  | SLM |  |  | REM
| - | #N/A | #N/A | #N/A | Material Claiming | 0 |  |  | #N/A |  |  |  | 0 |  |  | SLM |  |  | REM
| - | #N/A | #N/A | #N/A | Material Claiming | 0 |  |  | #N/A |  |  |  | 0 |  |  | SLM |  |  | REM
| - | #N/A | #N/A | #N/A | Material Claiming | 0 |  |  | #N/A |  |  |  | 0 |  |  | SLM |  |  | REM
| - | #N/A | #N/A | #N/A | Material Claiming | 0 |  |  | #N/A |  |  |  | 0 |  |  | SLM |  |  | REM
| - | #N/A | #N/A | #N/A | Material Claiming | 0 |  |  | #N/A |  |  |  | 0 |  |  | SLM |  |  | REM
| - | #N/A | #N/A | #N/A | Material Claiming | 0 |  |  | #N/A |  |  |  | 0 |  |  | SLM |  |  | REM
| - | #N/A | #N/A | #N/A | Material Claiming | 0 |  |  | #N/A |  |  |  | 0 |  |  | SLM |  |  | REM
| - | #N/A | #N/A | #N/A | Material Claiming | 0 |  |  | #N/A |  |  |  | 0 |  |  | SLM |  |  | REM
| - | #N/A | #N/A | #N/A | Material Claiming | 0 |  |  | #N/A |  |  |  | 0 |  |  | SLM |  |  | REM
| - | #N/A | #N/A | #N/A | Material Claiming | 0 |  |  | #N/A |  |  |  | 0 |  |  | SLM |  |  | REM
| - | #N/A | #N/A | #N/A | Material Claiming | 0 |  |  | #N/A |  |  |  | 0 |  |  | SLM |  |  | REM
| - | #N/A | #N/A | #N/A | Material Claiming | 0 |  |  | #N/A |  |  |  | 0 |  |  | SLM |  |  | REM
| - | #N/A | #N/A | #N/A | Material Claiming | 0 |  |  | #N/A |  |  |  | 0 |  |  | SLM |  |  | REM
| - | #N/A | #N/A | #N/A | Material Claiming | 0 |  |  | #N/A |  |  |  | 0 |  |  | SLM |  |  | REM
| - | #N/A | #N/A | #N/A | Material Claiming | 0 |  |  | #N/A |  |  |  | 0 |  |  | SLM |  |  | REM
| - | #N/A | #N/A | #N/A | Material Claiming | 0 |  |  | #N/A |  |  |  | 0 |  |  | SLM |  |  | REM
| - | #N/A | #N/A | #N/A | Material Claiming | 0 |  |  | #N/A |  |  |  | 0 |  |  | SLM |  |  | REM
| - | #N/A | #N/A | #N/A | Material Claiming | 0 |  |  | #N/A |  |  |  | 0 |  |  | SLM |  |  | REM
| - | #N/A | #N/A | #N/A | Material Claiming | 0 |  |  | #N/A |  |  |  | 0 |  |  | SLM |  |  | REM
| - | #N/A | #N/A | #N/A | Material Claiming | 0 |  |  | #N/A |  |  |  | 0 |  |  | SLM |  |  | REM
| - | #N/A | #N/A | #N/A | Material Claiming | 0 |  |  | #N/A |  |  |  | 0 |  |  | SLM |  |  | REM
| - | #N/A | #N/A | #N/A | Material Claiming | 0 |  |  | #N/A |  |  |  | 0 |  |  | SLM |  |  | REM
| - | #N/A | #N/A | #N/A | Material Claiming | 0 |  |  | #N/A |  |  |  | 0 |  |  | SLM |  |  | REM
| - | #N/A | #N/A | #N/A | Material Claiming | 0 |  |  | #N/A |  |  |  | 0 |  |  | SLM |  |  | REM
| - | #N/A | #N/A | #N/A | Material Claiming | 0 |  |  | #N/A |  |  |  | 0 |  |  | SLM |  |  | REM
| - | #N/A | #N/A | #N/A | Material Claiming | 0 |  |  | #N/A |  |  |  | 0 |  |  | SLM |  |  | REM
| - | #N/A | #N/A | #N/A | Material Claiming | 0 |  |  | #N/A |  |  |  | 0 |  |  | SLM |  |  | REM
| - | #N/A | #N/A | #N/A | Material Claiming | 0 |  |  | #N/A |  |  |  | 0 |  |  | SLM |  |  | REM
| - | #N/A | #N/A | #N/A | Material Claiming | 0 |  |  | #N/A |  |  |  | 0 |  |  | SLM |  |  | REM
| - | #N/A | #N/A | #N/A | Material Claiming | 0 |  |  | #N/A |  |  |  | 0 |  |  | SLM |  |  | REM
| - | #N/A | #N/A | #N/A | Material Claiming | 0 |  |  | #N/A |  |  |  | 0 |  |  | SLM |  |  | REM
| - | #N/A | #N/A | #N/A | Material Claiming | 0 |  |  | #N/A |  |  |  | 0 |  |  | SLM |  |  | REM
| - | #N/A | #N/A | #N/A | Material Claiming | 0 |  |  | #N/A |  |  |  | 0 |  |  | SLM |  |  | REM
| - | #N/A | #N/A | #N/A | Material Claiming | 0 |  |  | #N/A |  |  |  | 0 |  |  | SLM |  |  | REM
| - | #N/A | #N/A | #N/A | Material Claiming | 0 |  |  | #N/A |  |  |  | 0 |  |  | SLM |  |  | REM
| - | #N/A | #N/A | #N/A | Material Claiming | 0 |  |  | #N/A |  |  |  | 0 |  |  | SLM |  |  | REM
| - | #N/A | #N/A | #N/A | Material Claiming | 0 |  |  | #N/A |  |  |  | 0 |  |  | SLM |  |  | REM
| - | #N/A | #N/A | #N/A | Material Claiming | 0 |  |  | #N/A |  |  |  | 0 |  |  | SLM |  |  | REM
| - | #N/A | #N/A | #N/A | Material Claiming | 0 |  |  | #N/A |  |  |  | 0 |  |  | SLM |  |  | REM
| - | #N/A | #N/A | #N/A | Material Claiming | 0 |  |  | #N/A |  |  |  | 0 |  |  | SLM |  |  | REM
| - | #N/A | #N/A | #N/A | Material Claiming | 0 |  |  | #N/A |  |  |  | 0 |  |  | SLM |  |  | REM
| - | #N/A | #N/A | #N/A | Material Claiming | 0 |  |  | #N/A |  |  |  | 0 |  |  | SLM |  |  | REM
| - | #N/A | #N/A | #N/A | Material Claiming | 0 |  |  | #N/A |  |  |  | 0 |  |  | SLM |  |  | REM
| - | #N/A | #N/A | #N/A | Material Claiming | 0 |  |  | #N/A |  |  |  | 0 |  |  | SLM |  |  | REM
| - | #N/A | #N/A | #N/A | Material Claiming | 0 |  |  | #N/A |  |  |  | 0 |  |  | SLM |  |  | REM
| - | #N/A | #N/A | #N/A | Material Claiming | 0 |  |  | #N/A |  |  |  | 0 |  |  | SLM |  |  | REM
| - | #N/A | #N/A | #N/A | Material Claiming | 0 |  |  | #N/A |  |  |  | 0 |  |  | SLM |  |  | REM
| - | #N/A | #N/A | #N/A | Material Claiming | 0 |  |  | #N/A |  |  |  | 0 |  |  | SLM |  |  | REM
| - | #N/A | #N/A | #N/A | Material Claiming | 0 |  |  | #N/A |  |  |  | 0 |  |  | SLM |  |  | REM
| - | #N/A | #N/A | #N/A | Material Claiming | 0 |  |  | #N/A |  |  |  | 0 |  |  | SLM |  |  | REM
| - | #N/A | #N/A | #N/A | Material Claiming | 0 |  |  | #N/A |  |  |  | 0 |  |  | SLM |  |  | REM
| - | #N/A | #N/A | #N/A | Material Claiming | 0 |  |  | #N/A |  |  |  | 0 |  |  | SLM |  |  | REM
| - | #N/A | #N/A | #N/A | Material Claiming | 0 |  |  | #N/A |  |  |  | 0 |  |  | SLM |  |  | REM
| - | #N/A | #N/A | #N/A | Material Claiming | 0 |  |  | #N/A |  |  |  | 0 |  |  | SLM |  |  | REM
| - | #N/A | #N/A | #N/A | Material Claiming | 0 |  |  | #N/A |  |  |  | 0 |  |  | SLM |  |  | REM
| - | #N/A | #N/A | #N/A | Material Claiming | 0 |  |  | #N/A |  |  |  | 0 |  |  | SLM |  |  | REM
| - | #N/A | #N/A | #N/A | Material Claiming | 0 |  |  | #N/A |  |  |  | 0 |  |  | SLM |  |  | REM
| - | #N/A | #N/A | #N/A | Material Claiming | 0 |  |  | #N/A |  |  |  | 0 |  |  | SLM |  |  | REM
| - | #N/A | #N/A | #N/A | Material Claiming | 0 |  |  | #N/A |  |  |  | 0 |  |  | SLM |  |  | REM
| - | #N/A | #N/A | #N/A | Material Claiming | 0 |  |  | #N/A |  |  |  | 0 |  |  | SLM |  |  | REM
| - | #N/A | #N/A | #N/A | Material Claiming | 0 |  |  | #N/A |  |  |  | 0 |  |  | SLM |  |  | REM
| - | #N/A | #N/A | #N/A | Material Claiming | 0 |  |  | #N/A |  |  |  | 0 |  |  | SLM |  |  | REM
| - | #N/A | #N/A | #N/A | Material Claiming | 0 |  |  | #N/A |  |  |  | 0 |  |  | SLM |  |  | REM
| - | #N/A | #N/A | #N/A | Material Claiming | 0 |  |  | #N/A |  |  |  | 0 |  |  | SLM |  |  | REM
| - | #N/A | #N/A | #N/A | Material Claiming | 0 |  |  | #N/A |  |  |  | 0 |  |  | SLM |  |  | REM
| - | #N/A | #N/A | #N/A | Material Claiming | 0 |  |  | #N/A |  |  |  | 0 |  |  | SLM |  |  | REM
| - | #N/A | #N/A | #N/A | Material Claiming | 0 |  |  | #N/A |  |  |  | 0 |  |  | SLM |  |  | REM
| - | #N/A | #N/A | #N/A | Material Claiming | 0 |  |  | #N/A |  |  |  | 0 |  |  | SLM |  |  | REM
| - | #N/A | #N/A | #N/A | Material Claiming | 0 |  |  | #N/A |  |  |  | 0 |  |  | SLM |  |  | REM
| - | #N/A | #N/A | #N/A | Material Claiming | 0 |  |  | #N/A |  |  |  | 0 |  |  | SLM |  |  | REM
| - | #N/A | #N/A | #N/A | Material Claiming | 0 |  |  | #N/A |  |  |  | 0 |  |  | SLM |  |  | REM
| - | #N/A | #N/A | #N/A | Material Claiming | 0 |  |  | #N/A |  |  |  | 0 |  |  | SLM |  |  | REM
| - | #N/A | #N/A | #N/A | Material Claiming | 0 |  |  | #N/A |  |  |  | 0 |  |  | SLM |  |  | REM
| - | #N/A | #N/A | #N/A | Material Claiming | 0 |  |  | #N/A |  |  |  | 0 |  |  | SLM |  |  | REM
| - | #N/A | #N/A | #N/A | Material Claiming | 0 |  |  | #N/A |  |  |  | 0 |  |  | SLM |  |  | REM
| - | #N/A | #N/A | #N/A | Material Claiming | 0 |  |  | #N/A |  |  |  | 0 |  |  | SLM |  |  | REM
| - | #N/A | #N/A | #N/A | Material Claiming | 0 |  |  | #N/A |  |  |  | 0 |  |  | SLM |  |  | REM
| - | #N/A | #N/A | #N/A | Material Claiming | 0 |  |  | #N/A |  |  |  | 0 |  |  | SLM |  |  | REM
| - | #N/A | #N/A | #N/A | Material Claiming | 0 |  |  | #N/A |  |  |  | 0 |  |  | SLM |  |  | REM
| - | #N/A | #N/A | #N/A | Material Claiming | 0 |  |  | #N/A |  |  |  | 0 |  |  | SLM |  |  | REM
| - | #N/A | #N/A | #N/A | Material Claiming | 0 |  |  | #N/A |  |  |  | 0 |  |  | SLM |  |  | REM
| - | #N/A | #N/A | #N/A | Material Claiming | 0 |  |  | #N/A |  |  |  | 0 |  |  | SLM |  |  | REM
| - | #N/A | #N/A | #N/A | Material Claiming | 0 |  |  | #N/A |  |  |  | 0 |  |  | SLM |  |  | REM
| - | #N/A | #N/A | #N/A | Material Claiming | 0 |  |  | #N/A |  |  |  | 0 |  |  | SLM |  |  | REM
| - | #N/A | #N/A | #N/A | Material Claiming | 0 |  |  | #N/A |  |  |  | 0 |  |  | SLM |  |  | REM
| - | #N/A | #N/A | #N/A | Material Claiming | 0 |  |  | #N/A |  |  |  | 0 |  |  | SLM |  |  | REM
| - | #N/A | #N/A | #N/A | Material Claiming | 0 |  |  | #N/A |  |  |  | 0 |  |  | SLM |  |  | REM
| - | #N/A | #N/A | #N/A | Material Claiming | 0 |  |  | #N/A |  |  |  | 0 |  |  | SLM |  |  | REM
| - | #N/A | #N/A | #N/A | Material Claiming | 0 |  |  | #N/A |  |  |  | 0 |  |  | SLM |  |  | REM
| - | #N/A | #N/A | #N/A | Material Claiming | 0 |  |  | #N/A |  |  |  | 0 |  |  | SLM |  |  | REM
| - | #N/A | #N/A | #N/A | Material Claiming | 0 |  |  | #N/A |  |  |  | 0 |  |  | SLM |  |  | REM
| - | #N/A | #N/A | #N/A | Material Claiming | 0 |  |  | #N/A |  |  |  | 0 |  |  | SLM |  |  | REM
| - | #N/A | #N/A | #N/A | Material Claiming | 0 |  |  | #N/A |  |  |  | 0 |  |  | SLM |  |  | REM
| - | #N/A | #N/A | #N/A | Material Claiming | 0 |  |  | #N/A |  |  |  | 0 |  |  | SLM |  |  | REM
| - | #N/A | #N/A | #N/A | Material Claiming | 0 |  |  | #N/A |  |  |  | 0 |  |  | SLM |  |  | REM
| - | #N/A | #N/A | #N/A | Material Claiming | 0 |  |  | #N/A |  |  |  | 0 |  |  | SLM |  |  | REM
| - | #N/A | #N/A | #N/A | Material Claiming | 0 |  |  | #N/A |  |  |  | 0 |  |  | SLM |  |  | REM
| - | #N/A | #N/A | #N/A | Material Claiming | 0 |  |  | #N/A |  |  |  | 0 |  |  | SLM |  |  | REM
| - | #N/A | #N/A | #N/A | Material Claiming | 0 |  |  | #N/A |  |  |  | 0 |  |  | SLM |  |  | REM
| - | #N/A | #N/A | #N/A | Material Claiming | 0 |  |  | #N/A |  |  |  | 0 |  |  | SLM |  |  | REM
| - | #N/A | #N/A | #N/A | Material Claiming | 0 |  |  | #N/A |  |  |  | 0 |  |  | SLM |  |  | REM
| - | #N/A | #N/A | #N/A | Material Claiming | 0 |  |  | #N/A |  |  |  | 0 |  |  | SLM |  |  | REM
| - | #N/A | #N/A | #N/A | Material Claiming | 0 |  |  | #N/A |  |  |  | 0 |  |  | SLM |  |  | REM
| - | #N/A | #N/A | #N/A | Material Claiming | 0 |  |  | #N/A |  |  |  | 0 |  |  | SLM |  |  | REM
| - | #N/A | #N/A | #N/A | Material Claiming | 0 |  |  | #N/A |  |  |  | 0 |  |  | SLM |  |  | REM
| - | #N/A | #N/A | #N/A | Material Claiming | 0 |  |  | #N/A |  |  |  | 0 |  |  | SLM |  |  | REM
| - | #N/A | #N/A | #N/A | Material Claiming | 0 |  |  | #N/A |  |  |  | 0 |  |  | SLM |  |  | REM
| - | #N/A | #N/A | #N/A | Material Claiming | 0 |  |  | #N/A |  |  |  | 0 |  |  | SLM |  |  | REM
| - | #N/A | #N/A | #N/A | Material Claiming | 0 |  |  | #N/A |  |  |  | 0 |  |  | SLM |  |  | REM
| - | #N/A | #N/A | #N/A | Material Claiming | 0 |  |  | #N/A |  |  |  | 0 |  |  | SLM |  |  | REM
| - | #N/A | #N/A | #N/A | Material Claiming | 0 |  |  | #N/A |  |  |  | 0 |  |  | SLM |  |  | REM
| - | #N/A | #N/A | #N/A | Material Claiming | 0 |  |  | #N/A |  |  |  | 0 |  |  | SLM |  |  | REM
| - | #N/A | #N/A | #N/A | Material Claiming | 0 |  |  | #N/A |  |  |  | 0 |  |  | SLM |  |  | REM
| - | #N/A | #N/A | #N/A | Material Claiming | 0 |  |  | #N/A |  |  |  | 0 |  |  | SLM |  |  | REM
| - | #N/A | #N/A | #N/A | Material Claiming | 0 |  |  | #N/A |  |  |  | 0 |  |  | SLM |  |  | REM
| - | #N/A | #N/A | #N/A | Material Claiming | 0 |  |  | #N/A |  |  |  | 0 |  |  | SLM |  |  | REM
| - | #N/A | #N/A | #N/A | Material Claiming | 0 |  |  | #N/A |  |  |  | 0 |  |  | SLM |  |  | REM
| - | #N/A | #N/A | #N/A | Material Claiming | 0 |  |  | #N/A |  |  |  | 0 |  |  | SLM |  |  | REM
| - | #N/A | #N/A | #N/A | Material Claiming | 0 |  |  | #N/A |  |  |  | 0 |  |  | SLM |  |  | REM
| - | #N/A | #N/A | #N/A | Material Claiming | 0 |  |  | #N/A |  |  |  | 0 |  |  | SLM |  |  | REM
| - | #N/A | #N/A | #N/A | Material Claiming | 0 |  |  | #N/A |  |  |  | 0 |  |  | SLM |  |  | REM
| - | #N/A | #N/A | #N/A | Material Claiming | 0 |  |  | #N/A |  |  |  | 0 |  |  | SLM |  |  | REM
| - | #N/A | #N/A | #N/A | Material Claiming | 0 |  |  | #N/A |  |  |  | 0 |  |  | SLM |  |  | REM
| - | #N/A | #N/A | #N/A | Material Claiming | 0 |  |  | #N/A |  |  |  | 0 |  |  | SLM |  |  | REM
| - | #N/A | #N/A | #N/A | Material Claiming | 0 |  |  | #N/A |  |  |  | 0 |  |  | SLM |  |  | REM
| - | #N/A | #N/A | #N/A | Material Claiming | 0 |  |  | #N/A |  |  |  | 0 |  |  | SLM |  |  | REM
| - | #N/A | #N/A | #N/A | Material Claiming | 0 |  |  | #N/A |  |  |  | 0 |  |  | SLM |  |  | REM
| - | #N/A | #N/A | #N/A | Material Claiming | 0 |  |  | #N/A |  |  |  | 0 |  |  | SLM |  |  | REM
| - | #N/A | #N/A | #N/A | Material Claiming | 0 |  |  | #N/A |  |  |  | 0 |  |  | SLM |  |  | REM
| - | #N/A | #N/A | #N/A | Material Claiming | 0 |  |  | #N/A |  |  |  | 0 |  |  | SLM |  |  | REM
| - | #N/A | #N/A | #N/A | Material Claiming | 0 |  |  | #N/A |  |  |  | 0 |  |  | SLM |  |  | REM
| - | #N/A | #N/A | #N/A | Material Claiming | 0 |  |  | #N/A |  |  |  | 0 |  |  | SLM |  |  | REM
| - | #N/A | #N/A | #N/A | Material Claiming | 0 |  |  | #N/A |  |  |  | 0 |  |  | SLM |  |  | REM
| - | #N/A | #N/A | #N/A | Material Claiming | 0 |  |  | #N/A |  |  |  | 0 |  |  | SLM |  |  | REM
| - | #N/A | #N/A | #N/A | Material Claiming | 0 |  |  | #N/A |  |  |  | 0 |  |  | SLM |  |  | REM
| - | #N/A | #N/A | #N/A | Material Claiming | 0 |  |  | #N/A |  |  |  | 0 |  |  | SLM |  |  | REM
| - | #N/A | #N/A | #N/A | Material Claiming | 0 |  |  | #N/A |  |  |  | 0 |  |  | SLM |  |  | REM
| - | #N/A | #N/A | #N/A | Material Claiming | 0 |  |  | #N/A |  |  |  | 0 |  |  | SLM |  |  | REM
| - | #N/A | #N/A | #N/A | Material Claiming | 0 |  |  | #N/A |  |  |  | 0 |  |  | SLM |  |  | REM
| - | #N/A | #N/A | #N/A | Material Claiming | 0 |  |  | #N/A |  |  |  | 0 |  |  | SLM |  |  | REM
| - | #N/A | #N/A | #N/A | Material Claiming | 0 |  |  | #N/A |  |  |  | 0 |  |  | SLM |  |  | REM
| - | #N/A | #N/A | #N/A | Material Claiming | 0 |  |  | #N/A |  |  |  | 0 |  |  | SLM |  |  | REM
| - | #N/A | #N/A | #N/A | Material Claiming | 0 |  |  | #N/A |  |  |  | 0 |  |  | SLM |  |  | REM
| - | #N/A | #N/A | #N/A | Material Claiming | 0 |  |  | #N/A |  |  |  | 0 |  |  | SLM |  |  | REM
| - | #N/A | #N/A | #N/A | Material Claiming | 0 |  |  | #N/A |  |  |  | 0 |  |  | SLM |  |  | REM
| - | #N/A | #N/A | #N/A | Material Claiming | 0 |  |  | #N/A |  |  |  | 0 |  |  | SLM |  |  | REM
| - | #N/A | #N/A | #N/A | Material Claiming | 0 |  |  | #N/A |  |  |  | 0 |  |  | SLM |  |  | REM
| - | #N/A | #N/A | #N/A | Material Claiming | 0 |  |  | #N/A |  |  |  | 0 |  |  | SLM |  |  | REM
| - | #N/A | #N/A | #N/A | Material Claiming | 0 |  |  | #N/A |  |  |  | 0 |  |  | SLM |  |  | REM
| - | #N/A | #N/A | #N/A | Material Claiming | 0 |  |  | #N/A |  |  |  | 0 |  |  | SLM |  |  | REM
| - | #N/A | #N/A | #N/A | Material Claiming | 0 |  |  | #N/A |  |  |  | 0 |  |  | SLM |  |  | REM
| - | #N/A | #N/A | #N/A | Material Claiming | 0 |  |  | #N/A |  |  |  | 0 |  |  | SLM |  |  | REM
| - | #N/A | #N/A | #N/A | Material Claiming | 0 |  |  | #N/A |  |  |  | 0 |  |  | SLM |  |  | REM
| - | #N/A | #N/A | #N/A | Material Claiming | 0 |  |  | #N/A |  |  |  | 0 |  |  | SLM |  |  | REM
| - | #N/A | #N/A | #N/A | Material Claiming | 0 |  |  | #N/A |  |  |  | 0 |  |  | SLM |  |  | REM
| - | #N/A | #N/A | #N/A | Material Claiming | 0 |  |  | #N/A |  |  |  | 0 |  |  | SLM |  |  | REM
| - | #N/A | #N/A | #N/A | Material Claiming | 0 |  |  | #N/A |  |  |  | 0 |  |  | SLM |  |  | REM
| - | #N/A | #N/A | #N/A | Material Claiming | 0 |  |  | #N/A |  |  |  | 0 |  |  | SLM |  |  | REM
| - | #N/A | #N/A | #N/A | Material Claiming | 0 |  |  | #N/A |  |  |  | 0 |  |  | SLM |  |  | REM
| - | #N/A | #N/A | #N/A | Material Claiming | 0 |  |  | #N/A |  |  |  | 0 |  |  | SLM |  |  | REM
| - | #N/A | #N/A | #N/A | Material Claiming | 0 |  |  | #N/A |  |  |  | 0 |  |  | SLM |  |  | REM
| - | #N/A | #N/A | #N/A | Material Claiming | 0 |  |  | #N/A |  |  |  | 0 |  |  | SLM |  |  | REM
| - | #N/A | #N/A | #N/A | Material Claiming | 0 |  |  | #N/A |  |  |  | 0 |  |  | SLM |  |  | REM
| - | #N/A | #N/A | #N/A | Material Claiming | 0 |  |  | #N/A |  |  |  | 0 |  |  | SLM |  |  | REM
| - | #N/A | #N/A | #N/A | Material Claiming | 0 |  |  | #N/A |  |  |  | 0 |  |  | SLM |  |  | REM
| - | #N/A | #N/A | #N/A | Material Claiming | 0 |  |  | #N/A |  |  |  | 0 |  |  | SLM |  |  | REM
| - | #N/A | #N/A | #N/A | Material Claiming | 0 |  |  | #N/A |  |  |  | 0 |  |  | SLM |  |  | REM
| - | #N/A | #N/A | #N/A | Material Claiming | 0 |  |  | #N/A |  |  |  | 0 |  |  | SLM |  |  | REM
| - | #N/A | #N/A | #N/A | Material Claiming | 0 |  |  | #N/A |  |  |  | 0 |  |  | SLM |  |  | REM
| - | #N/A | #N/A | #N/A | Material Claiming | 0 |  |  | #N/A |  |  |  | 0 |  |  | SLM |  |  | REM
| - | #N/A | #N/A | #N/A | Material Claiming | 0 |  |  | #N/A |  |  |  | 0 |  |  | SLM |  |  | REM
| - | #N/A | #N/A | #N/A | Material Claiming | 0 |  |  | #N/A |  |  |  | 0 |  |  | SLM |  |  | REM
| - | #N/A | #N/A | #N/A | Material Claiming | 0 |  |  | #N/A |  |  |  | 0 |  |  | SLM |  |  | REM
| - | #N/A | #N/A | #N/A | Material Claiming | 0 |  |  | #N/A |  |  |  | 0 |  |  | SLM |  |  | REM
| - | #N/A | #N/A | #N/A | Material Claiming | 0 |  |  | #N/A |  |  |  | 0 |  |  | SLM |  |  | REM
| - | #N/A | #N/A | #N/A | Material Claiming | 0 |  |  | #N/A |  |  |  | 0 |  |  | SLM |  |  | REM
| - | #N/A | #N/A | #N/A | Material Claiming | 0 |  |  | #N/A |  |  |  | 0 |  |  | SLM |  |  | REM
| - | #N/A | #N/A | #N/A | Material Claiming | 0 |  |  | #N/A |  |  |  | 0 |  |  | SLM |  |  | REM
| - | #N/A | #N/A | #N/A | Material Claiming | 0 |  |  | #N/A |  |  |  | 0 |  |  | SLM |  |  | REM
| - | #N/A | #N/A | #N/A | Material Claiming | 0 |  |  | #N/A |  |  |  | 0 |  |  | SLM |  |  | REM
| - | #N/A | #N/A | #N/A | Material Claiming | 0 |  |  | #N/A |  |  |  | 0 |  |  | SLM |  |  | REM
| - | #N/A | #N/A | #N/A | Material Claiming | 0 |  |  | #N/A |  |  |  | 0 |  |  | SLM |  |  | REM
| - | #N/A | #N/A | #N/A | Material Claiming | 0 |  |  | #N/A |  |  |  | 0 |  |  | SLM |  |  | REM
| - | #N/A | #N/A | #N/A | Material Claiming | 0 |  |  | #N/A |  |  |  | 0 |  |  | SLM |  |  | REM
| - | #N/A | #N/A | #N/A | Material Claiming | 0 |  |  | #N/A |  |  |  | 0 |  |  | SLM |  |  | REM
| - | #N/A | #N/A | #N/A | Material Claiming | 0 |  |  | #N/A |  |  |  | 0 |  |  | SLM |  |  | REM
| - | #N/A | #N/A | #N/A | Material Claiming | 0 |  |  | #N/A |  |  |  | 0 |  |  | SLM |  |  | REM
| - | #N/A | #N/A | #N/A | Material Claiming | 0 |  |  | #N/A |  |  |  | 0 |  |  | SLM |  |  | REM
| - | #N/A | #N/A | #N/A | Material Claiming | 0 |  |  | #N/A |  |  |  | 0 |  |  | SLM |  |  | REM
| - | #N/A | #N/A | #N/A | Material Claiming | 0 |  |  | #N/A |  |  |  | 0 |  |  | SLM |  |  | REM
| - | #N/A | #N/A | #N/A | Material Claiming | 0 |  |  | #N/A |  |  |  | 0 |  |  | SLM |  |  | REM
| - | #N/A | #N/A | #N/A | Material Claiming | 0 |  |  | #N/A |  |  |  | 0 |  |  | SLM |  |  | REM
| - | #N/A | #N/A | #N/A | Material Claiming | 0 |  |  | #N/A |  |  |  | 0 |  |  | SLM |  |  | REM
| - | #N/A | #N/A | #N/A | Material Claiming | 0 |  |  | #N/A |  |  |  | 0 |  |  | SLM |  |  | REM
| - | #N/A | #N/A | #N/A | Material Claiming | 0 |  |  | #N/A |  |  |  | 0 |  |  | SLM |  |  | REM
| - | #N/A | #N/A | #N/A | Material Claiming | 0 |  |  | #N/A |  |  |  | 0 |  |  | SLM |  |  | REM
| - | #N/A | #N/A | #N/A | Material Claiming | 0 |  |  | #N/A |  |  |  | 0 |  |  | SLM |  |  | REM
| - | #N/A | #N/A | #N/A | Material Claiming | 0 |  |  | #N/A |  |  |  | 0 |  |  | SLM |  |  | REM
| - | #N/A | #N/A | #N/A | Material Claiming | 0 |  |  | #N/A |  |  |  | 0 |  |  | SLM |  |  | REM
| - | #N/A | #N/A | #N/A | Material Claiming | 0 |  |  | #N/A |  |  |  | 0 |  |  | SLM |  |  | REM
| - | #N/A | #N/A | #N/A | Material Claiming | 0 |  |  | #N/A |  |  |  | 0 |  |  | SLM |  |  | REM
| - | #N/A | #N/A | #N/A | Material Claiming | 0 |  |  | #N/A |  |  |  | 0 |  |  | SLM |  |  | REM
| - | #N/A | #N/A | #N/A | Material Claiming | 0 |  |  | #N/A |  |  |  | 0 |  |  | SLM |  |  | REM
| - | #N/A | #N/A | #N/A | Material Claiming | 0 |  |  | #N/A |  |  |  | 0 |  |  | SLM |  |  | REM
| - | #N/A | #N/A | #N/A | Material Claiming | 0 |  |  | #N/A |  |  |  | 0 |  |  | SLM |  |  | REM
| - | #N/A | #N/A | #N/A | Material Claiming | 0 |  |  | #N/A |  |  |  | 0 |  |  | SLM |  |  | REM
| - | #N/A | #N/A | #N/A | Material Claiming | 0 |  |  | #N/A |  |  |  | 0 |  |  | SLM |  |  | REM
| - | #N/A | #N/A | #N/A | Material Claiming | 0 |  |  | #N/A |  |  |  | 0 |  |  | SLM |  |  | REM
| - | #N/A | #N/A | #N/A | Material Claiming | 0 |  |  | #N/A |  |  |  | 0 |  |  | SLM |  |  | REM
| - | #N/A | #N/A | #N/A | Material Claiming | 0 |  |  | #N/A |  |  |  | 0 |  |  | SLM |  |  | REM
| - | #N/A | #N/A | #N/A | Material Claiming | 0 |  |  | #N/A |  |  |  | 0 |  |  | SLM |  |  | REM
| - | #N/A | #N/A | #N/A | Material Claiming | 0 |  |  | #N/A |  |  |  | 0 |  |  | SLM |  |  | REM
| - | #N/A | #N/A | #N/A | Material Claiming | 0 |  |  | #N/A |  |  |  | 0 |  |  | SLM |  |  | REM
| - | #N/A | #N/A | #N/A | Material Claiming | 0 |  |  | #N/A |  |  |  | 0 |  |  | SLM |  |  | REM
| - | #N/A | #N/A | #N/A | Material Claiming | 0 |  |  | #N/A |  |  |  | 0 |  |  | SLM |  |  | REM
| - | #N/A | #N/A | #N/A | Material Claiming | 0 |  |  | #N/A |  |  |  | 0 |  |  | SLM |  |  | REM
| - | #N/A | #N/A | #N/A | Material Claiming | 0 |  |  | #N/A |  |  |  | 0 |  |  | SLM |  |  | REM
| - | #N/A | #N/A | #N/A | Material Claiming | 0 |  |  | #N/A |  |  |  | 0 |  |  | SLM |  |  | REM
| - | #N/A | #N/A | #N/A | Material Claiming | 0 |  |  | #N/A |  |  |  | 0 |  |  | SLM |  |  | REM
| - | #N/A | #N/A | #N/A | Material Claiming | 0 |  |  | #N/A |  |  |  | 0 |  |  | SLM |  |  | REM
| - | #N/A | #N/A | #N/A | Material Claiming | 0 |  |  | #N/A |  |  |  | 0 |  |  | SLM |  |  | REM
| - | #N/A | #N/A | #N/A | Material Claiming | 0 |  |  | #N/A |  |  |  | 0 |  |  | SLM |  |  | REM
| - | #N/A | #N/A | #N/A | Material Claiming | 0 |  |  | #N/A |  |  |  | 0 |  |  | SLM |  |  | REM
| - | #N/A | #N/A | #N/A | Material Claiming | 0 |  |  | #N/A |  |  |  | 0 |  |  | SLM |  |  | REM
| - | #N/A | #N/A | #N/A | Material Claiming | 0 |  |  | #N/A |  |  |  | 0 |  |  | SLM |  |  | REM
| - | #N/A | #N/A | #N/A | Material Claiming | 0 |  |  | #N/A |  |  |  | 0 |  |  | SLM |  |  | REM
| - | #N/A | #N/A | #N/A | Material Claiming | 0 |  |  | #N/A |  |  |  | 0 |  |  | SLM |  |  | REM
| - | #N/A | #N/A | #N/A | Material Claiming | 0 |  |  | #N/A |  |  |  | 0 |  |  | SLM |  |  | REM
| - | #N/A | #N/A | #N/A | Material Claiming | 0 |  |  | #N/A |  |  |  | 0 |  |  | SLM |  |  | REM
| - | #N/A | #N/A | #N/A | Material Claiming | 0 |  |  | #N/A |  |  |  | 0 |  |  | SLM |  |  | REM
| - | #N/A | #N/A | #N/A | Material Claiming | 0 |  |  | #N/A |  |  |  | 0 |  |  | SLM |  |  | REM
| - | #N/A | #N/A | #N/A | Material Claiming | 0 |  |  | #N/A |  |  |  | 0 |  |  | SLM |  |  | REM
| - | #N/A | #N/A | #N/A | Material Claiming | 0 |  |  | #N/A |  |  |  | 0 |  |  | SLM |  |  | REM
| - | #N/A | #N/A | #N/A | Material Claiming | 0 |  |  | #N/A |  |  |  | 0 |  |  | SLM |  |  | REM
| - | #N/A | #N/A | #N/A | Material Claiming | 0 |  |  | #N/A |  |  |  | 0 |  |  | SLM |  |  | REM
| - | #N/A | #N/A | #N/A | Material Claiming | 0 |  |  | #N/A |  |  |  | 0 |  |  | SLM |  |  | REM
| - | #N/A | #N/A | #N/A | Material Claiming | 0 |  |  | #N/A |  |  |  | 0 |  |  | SLM |  |  | REM
| - | #N/A | #N/A | #N/A | Material Claiming | 0 |  |  | #N/A |  |  |  | 0 |  |  | SLM |  |  | REM
| - | #N/A | #N/A | #N/A | Material Claiming | 0 |  |  | #N/A |  |  |  | 0 |  |  | SLM |  |  | REM
| - | #N/A | #N/A | #N/A | Material Claiming | 0 |  |  | #N/A |  |  |  | 0 |  |  | SLM |  |  | REM
| - | #N/A | #N/A | #N/A | Material Claiming | 0 |  |  | #N/A |  |  |  | 0 |  |  | SLM |  |  | REM
| - | #N/A | #N/A | #N/A | Material Claiming | 0 |  |  | #N/A |  |  |  | 0 |  |  | SLM |  |  | REM
| - | #N/A | #N/A | #N/A | Material Claiming | 0 |  |  | #N/A |  |  |  | 0 |  |  | SLM |  |  | REM
| - | #N/A | #N/A | #N/A | Material Claiming | 0 |  |  | #N/A |  |  |  | 0 |  |  | SLM |  |  | REM
| - | #N/A | #N/A | #N/A | Material Claiming | 0 |  |  | #N/A |  |  |  | 0 |  |  | SLM |  |  | REM
| - | #N/A | #N/A | #N/A | Material Claiming | 0 |  |  | #N/A |  |  |  | 0 |  |  | SLM |  |  | REM
| - | #N/A | #N/A | #N/A | Material Claiming | 0 |  |  | #N/A |  |  |  | 0 |  |  | SLM |  |  | REM
| - | #N/A | #N/A | #N/A | Material Claiming | 0 |  |  | #N/A |  |  |  | 0 |  |  | SLM |  |  | REM
| - | #N/A | #N/A | #N/A | Material Claiming | 0 |  |  | #N/A |  |  |  | 0 |  |  | SLM |  |  | REM
| - | #N/A | #N/A | #N/A | Material Claiming | 0 |  |  | #N/A |  |  |  | 0 |  |  | SLM |  |  | REM
| - | #N/A | #N/A | #N/A | Material Claiming | 0 |  |  | #N/A |  |  |  | 0 |  |  | SLM |  |  | REM
| - | #N/A | #N/A | #N/A | Material Claiming | 0 |  |  | #N/A |  |  |  | 0 |  |  | SLM |  |  | REM
| - | #N/A | #N/A | #N/A | Material Claiming | 0 |  |  | #N/A |  |  |  | 0 |  |  | SLM |  |  | REM
| - | #N/A | #N/A | #N/A | Material Claiming | 0 |  |  | #N/A |  |  |  | 0 |  |  | SLM |  |  | REM
| - | #N/A | #N/A | #N/A | Material Claiming | 0 |  |  | #N/A |  |  |  | 0 |  |  | SLM |  |  | REM
| - | #N/A | #N/A | #N/A | Material Claiming | 0 |  |  | #N/A |  |  |  | 0 |  |  | SLM |  |  | REM
| - | #N/A | #N/A | #N/A | Material Claiming | 0 |  |  | #N/A |  |  |  | 0 |  |  | SLM |  |  | REM
| - | #N/A | #N/A | #N/A | Material Claiming | 0 |  |  | #N/A |  |  |  | 0 |  |  | SLM |  |  | REM
| - | #N/A | #N/A | #N/A | Material Claiming | 0 |  |  | #N/A |  |  |  | 0 |  |  | SLM |  |  | REM
| - | #N/A | #N/A | #N/A | Material Claiming | 0 |  |  | #N/A |  |  |  | 0 |  |  | SLM |  |  | REM
| - | #N/A | #N/A | #N/A | Material Claiming | 0 |  |  | #N/A |  |  |  | 0 |  |  | SLM |  |  | REM
| - | #N/A | #N/A | #N/A | Material Claiming | 0 |  |  | #N/A |  |  |  | 0 |  |  | SLM |  |  | REM
| - | #N/A | #N/A | #N/A | Material Claiming | 0 |  |  | #N/A |  |  |  | 0 |  |  | SLM |  |  | REM
| - | #N/A | #N/A | #N/A | Material Claiming | 0 |  |  | #N/A |  |  |  | 0 |  |  | SLM |  |  | REM
| - | #N/A | #N/A | #N/A | Material Claiming | 0 |  |  | #N/A |  |  |  | 0 |  |  | SLM |  |  | REM
| - | #N/A | #N/A | #N/A | Material Claiming | 0 |  |  | #N/A |  |  |  | 0 |  |  | SLM |  |  | REM
| - | #N/A | #N/A | #N/A | Material Claiming | 0 |  |  | #N/A |  |  |  | 0 |  |  | SLM |  |  | REM
| - | #N/A | #N/A | #N/A | Material Claiming | 0 |  |  | #N/A |  |  |  | 0 |  |  | SLM |  |  | REM
| - | #N/A | #N/A | #N/A | Material Claiming | 0 |  |  | #N/A |  |  |  | 0 |  |  | SLM |  |  | REM
| - | #N/A | #N/A | #N/A | Material Claiming | 0 |  |  | #N/A |  |  |  | 0 |  |  | SLM |  |  | REM
| - | #N/A | #N/A | #N/A | Material Claiming | 0 |  |  | #N/A |  |  |  | 0 |  |  | SLM |  |  | REM
| - | #N/A | #N/A | #N/A | Material Claiming | 0 |  |  | #N/A |  |  |  | 0 |  |  | SLM |  |  | REM
| - | #N/A | #N/A | #N/A | Material Claiming | 0 |  |  | #N/A |  |  |  | 0 |  |  | SLM |  |  | REM
| - | #N/A | #N/A | #N/A | Material Claiming | 0 |  |  | #N/A |  |  |  | 0 |  |  | SLM |  |  | REM
| - | #N/A | #N/A | #N/A | Material Claiming | 0 |  |  | #N/A |  |  |  | 0 |  |  | SLM |  |  | REM
| - | #N/A | #N/A | #N/A | Material Claiming | 0 |  |  | #N/A |  |  |  | 0 |  |  | SLM |  |  | REM
| - | #N/A | #N/A | #N/A | Material Claiming | 0 |  |  | #N/A |  |  |  | 0 |  |  | SLM |  |  | REM
| - | #N/A | #N/A | #N/A | Material Claiming | 0 |  |  | #N/A |  |  |  | 0 |  |  | SLM |  |  | REM
| - | #N/A | #N/A | #N/A | Material Claiming | 0 |  |  | #N/A |  |  |  | 0 |  |  | SLM |  |  | REM
| - | #N/A | #N/A | #N/A | Material Claiming | 0 |  |  | #N/A |  |  |  | 0 |  |  | SLM |  |  | REM
| - | #N/A | #N/A | #N/A | Material Claiming | 0 |  |  | #N/A |  |  |  | 0 |  |  | SLM |  |  | REM
| - | #N/A | #N/A | #N/A | Material Claiming | 0 |  |  | #N/A |  |  |  | 0 |  |  | SLM |  |  | REM
| - | #N/A | #N/A | #N/A | Material Claiming | 0 |  |  | #N/A |  |  |  | 0 |  |  | SLM |  |  | REM
| - | #N/A | #N/A | #N/A | Material Claiming | 0 |  |  | #N/A |  |  |  | 0 |  |  | SLM |  |  | REM
| - | #N/A | #N/A | #N/A | Material Claiming | 0 |  |  | #N/A |  |  |  | 0 |  |  | SLM |  |  | REM
| - | #N/A | #N/A | #N/A | Material Claiming | 0 |  |  | #N/A |  |  |  | 0 |  |  | SLM |  |  | REM
| - | #N/A | #N/A | #N/A | Material Claiming | 0 |  |  | #N/A |  |  |  | 0 |  |  | SLM |  |  | REM
| - | #N/A | #N/A | #N/A | Material Claiming | 0 |  |  | #N/A |  |  |  | 0 |  |  | SLM |  |  | REM
| - | #N/A | #N/A | #N/A | Material Claiming | 0 |  |  | #N/A |  |  |  | 0 |  |  | SLM |  |  | REM
| - | #N/A | #N/A | #N/A | Material Claiming | 0 |  |  | #N/A |  |  |  | 0 |  |  | SLM |  |  | REM
| - | #N/A | #N/A | #N/A | Material Claiming | 0 |  |  | #N/A |  |  |  | 0 |  |  | SLM |  |  | REM
| - | #N/A | #N/A | #N/A | Material Claiming | 0 |  |  | #N/A |  |  |  | 0 |  |  | SLM |  |  | REM
| - | #N/A | #N/A | #N/A | Material Claiming | 0 |  |  | #N/A |  |  |  | 0 |  |  | SLM |  |  | REM
| - | #N/A | #N/A | #N/A | Material Claiming | 0 |  |  | #N/A |  |  |  | 0 |  |  | SLM |  |  | REM
| - | #N/A | #N/A | #N/A | Material Claiming | 0 |  |  | #N/A |  |  |  | 0 |  |  | SLM |  |  | REM
| - | #N/A | #N/A | #N/A | Material Claiming | 0 |  |  | #N/A |  |  |  | 0 |  |  | SLM |  |  | REM
| - | #N/A | #N/A | #N/A | Material Claiming | 0 |  |  | #N/A |  |  |  | 0 |  |  | SLM |  |  | REM
| - | #N/A | #N/A | #N/A | Material Claiming | 0 |  |  | #N/A |  |  |  | 0 |  |  | SLM |  |  | REM
| - | #N/A | #N/A | #N/A | Material Claiming | 0 |  |  | #N/A |  |  |  | 0 |  |  | SLM |  |  | REM
| - | #N/A | #N/A | #N/A | Material Claiming | 0 |  |  | #N/A |  |  |  | 0 |  |  | SLM |  |  | REM
| - | #N/A | #N/A | #N/A | Material Claiming | 0 |  |  | #N/A |  |  |  | 0 |  |  | SLM |  |  | REM
| - | #N/A | #N/A | #N/A | Material Claiming | 0 |  |  | #N/A |  |  |  | 0 |  |  | SLM |  |  | REM
| - | #N/A | #N/A | #N/A | Material Claiming | 0 |  |  | #N/A |  |  |  | 0 |  |  | SLM |  |  | REM
| - | #N/A | #N/A | #N/A | Material Claiming | 0 |  |  | #N/A |  |  |  | 0 |  |  | SLM |  |  | REM
| - | #N/A | #N/A | #N/A | Material Claiming | 0 |  |  | #N/A |  |  |  | 0 |  |  | SLM |  |  | REM
| - | #N/A | #N/A | #N/A | Material Claiming | 0 |  |  | #N/A |  |  |  | 0 |  |  | SLM |  |  | REM
| - | #N/A | #N/A | #N/A | Material Claiming | 0 |  |  | #N/A |  |  |  | 0 |  |  | SLM |  |  | REM
| - | #N/A | #N/A | #N/A | Material Claiming | 0 |  |  | #N/A |  |  |  | 0 |  |  | SLM |  |  | REM
| - | #N/A | #N/A | #N/A | Material Claiming | 0 |  |  | #N/A |  |  |  | 0 |  |  | SLM |  |  | REM
| - | #N/A | #N/A | #N/A | Material Claiming | 0 |  |  | #N/A |  |  |  | 0 |  |  | SLM |  |  | REM
| - | #N/A | #N/A | #N/A | Material Claiming | 0 |  |  | #N/A |  |  |  | 0 |  |  | SLM |  |  | REM
| - | #N/A | #N/A | #N/A | Material Claiming | 0 |  |  | #N/A |  |  |  | 0 |  |  | SLM |  |  | REM
| - | #N/A | #N/A | #N/A | Material Claiming | 0 |  |  | #N/A |  |  |  | 0 |  |  | SLM |  |  | REM
| - | #N/A | #N/A | #N/A | Material Claiming | 0 |  |  | #N/A |  |  |  | 0 |  |  | SLM |  |  | REM
| - | #N/A | #N/A | #N/A | Material Claiming | 0 |  |  | #N/A |  |  |  | 0 |  |  | SLM |  |  | REM
| - | #N/A | #N/A | #N/A | Material Claiming | 0 |  |  | #N/A |  |  |  | 0 |  |  | SLM |  |  | REM
| - | #N/A | #N/A | #N/A | Material Claiming | 0 |  |  | #N/A |  |  |  | 0 |  |  | SLM |  |  | REM
| - | #N/A | #N/A | #N/A | Material Claiming | 0 |  |  | #N/A |  |  |  | 0 |  |  | SLM |  |  | REM
| - | #N/A | #N/A | #N/A | Material Claiming | 0 |  |  | #N/A |  |  |  | 0 |  |  | SLM |  |  | REM
| - | #N/A | #N/A | #N/A | Material Claiming | 0 |  |  | #N/A |  |  |  | 0 |  |  | SLM |  |  | REM
| - | #N/A | #N/A | #N/A | Material Claiming | 0 |  |  | #N/A |  |  |  | 0 |  |  | SLM |  |  | REM
| - | #N/A | #N/A | #N/A | Material Claiming | 0 |  |  | #N/A |  |  |  | 0 |  |  | SLM |  |  | REM
| - | #N/A | #N/A | #N/A | Material Claiming | 0 |  |  | #N/A |  |  |  | 0 |  |  | SLM |  |  | REM
| - | #N/A | #N/A | #N/A | Material Claiming | 0 |  |  | #N/A |  |  |  | 0 |  |  | SLM |  |  | REM
| - | #N/A | #N/A | #N/A | Material Claiming | 0 |  |  | #N/A |  |  |  | 0 |  |  | SLM |  |  | REM
| - | #N/A | #N/A | #N/A | Material Claiming | 0 |  |  | #N/A |  |  |  | 0 |  |  | SLM |  |  | REM
| - | #N/A | #N/A | #N/A | Material Claiming | 0 |  |  | #N/A |  |  |  | 0 |  |  | SLM |  |  | REM
| - | #N/A | #N/A | #N/A | Material Claiming | 0 |  |  | #N/A |  |  |  | 0 |  |  | SLM |  |  | REM
| - | #N/A | #N/A | #N/A | Material Claiming | 0 |  |  | #N/A |  |  |  | 0 |  |  | SLM |  |  | REM
| - | #N/A | #N/A | #N/A | Material Claiming | 0 |  |  | #N/A |  |  |  | 0 |  |  | SLM |  |  | REM
| - | #N/A | #N/A | #N/A | Material Claiming | 0 |  |  | #N/A |  |  |  | 0 |  |  | SLM |  |  | REM
| - | #N/A | #N/A | #N/A | Material Claiming | 0 |  |  | #N/A |  |  |  | 0 |  |  | SLM |  |  | REM
| - | #N/A | #N/A | #N/A | Material Claiming | 0 |  |  | #N/A |  |  |  | 0 |  |  | SLM |  |  | REM
| - | #N/A | #N/A | #N/A | Material Claiming | 0 |  |  | #N/A |  |  |  | 0 |  |  | SLM |  |  | REM
| - | #N/A | #N/A | #N/A | Material Claiming | 0 |  |  | #N/A |  |  |  | 0 |  |  | SLM |  |  | REM
| - | #N/A | #N/A | #N/A | Material Claiming | 0 |  |  | #N/A |  |  |  | 0 |  |  | SLM |  |  | REM
| - | #N/A | #N/A | #N/A | Material Claiming | 0 |  |  | #N/A |  |  |  | 0 |  |  | SLM |  |  | REM
| - | #N/A | #N/A | #N/A | Material Claiming | 0 |  |  | #N/A |  |  |  | 0 |  |  | SLM |  |  | REM
| - | #N/A | #N/A | #N/A | Material Claiming | 0 |  |  | #N/A |  |  |  | 0 |  |  | SLM |  |  | REM
| - | #N/A | #N/A | #N/A | Material Claiming | 0 |  |  | #N/A |  |  |  | 0 |  |  | SLM |  |  | REM
| - | #N/A | #N/A | #N/A | Material Claiming | 0 |  |  | #N/A |  |  |  | 0 |  |  | SLM |  |  | REM
| - | #N/A | #N/A | #N/A | Material Claiming | 0 |  |  | #N/A |  |  |  | 0 |  |  | SLM |  |  | REM
| - | #N/A | #N/A | #N/A | Material Claiming | 0 |  |  | #N/A |  |  |  | 0 |  |  | SLM |  |  | REM
| - | #N/A | #N/A | #N/A | Material Claiming | 0 |  |  | #N/A |  |  |  | 0 |  |  | SLM |  |  | REM
| - | #N/A | #N/A | #N/A | Material Claiming | 0 |  |  | #N/A |  |  |  | 0 |  |  | SLM |  |  | REM
| - | #N/A | #N/A | #N/A | Material Claiming | 0 |  |  | #N/A |  |  |  | 0 |  |  | SLM |  |  | REM
| - | #N/A | #N/A | #N/A | Material Claiming | 0 |  |  | #N/A |  |  |  | 0 |  |  | SLM |  |  | REM
| - | #N/A | #N/A | #N/A | Material Claiming | 0 |  |  | #N/A |  |  |  | 0 |  |  | SLM |  |  | REM
| - | #N/A | #N/A | #N/A | Material Claiming | 0 |  |  | #N/A |  |  |  | 0 |  |  | SLM |  |  | REM
| - | #N/A | #N/A | #N/A | Material Claiming | 0 |  |  | #N/A |  |  |  | 0 |  |  | SLM |  |  | REM
| - | #N/A | #N/A | #N/A | Material Claiming | 0 |  |  | #N/A |  |  |  | 0 |  |  | SLM |  |  | REM
| - | #N/A | #N/A | #N/A | Material Claiming | 0 |  |  | #N/A |  |  |  | 0 |  |  | SLM |  |  | REM
| - | #N/A | #N/A | #N/A | Material Claiming | 0 |  |  | #N/A |  |  |  | 0 |  |  | SLM |  |  | REM
| - | #N/A | #N/A | #N/A | Material Claiming | 0 |  |  | #N/A |  |  |  | 0 |  |  | SLM |  |  | REM
| - | #N/A | #N/A | #N/A | Material Claiming | 0 |  |  | #N/A |  |  |  | 0 |  |  | SLM |  |  | REM
| - | #N/A | #N/A | #N/A | Material Claiming | 0 |  |  | #N/A |  |  |  | 0 |  |  | SLM |  |  | REM
| - | #N/A | #N/A | #N/A | Material Claiming | 0 |  |  | #N/A |  |  |  | 0 |  |  | SLM |  |  | REM
| - | #N/A | #N/A | #N/A | Material Claiming | 0 |  |  | #N/A |  |  |  | 0 |  |  | SLM |  |  | REM
| - | #N/A | #N/A | #N/A | Material Claiming | 0 |  |  | #N/A |  |  |  | 0 |  |  | SLM |  |  | REM
| - | #N/A | #N/A | #N/A | Material Claiming | 0 |  |  | #N/A |  |  |  | 0 |  |  | SLM |  |  | REM
| - | #N/A | #N/A | #N/A | Material Claiming | 0 |  |  | #N/A |  |  |  | 0 |  |  | SLM |  |  | REM
| - | #N/A | #N/A | #N/A | Material Claiming | 0 |  |  | #N/A |  |  |  | 0 |  |  | SLM |  |  | REM
| - | #N/A | #N/A | #N/A | Material Claiming | 0 |  |  | #N/A |  |  |  | 0 |  |  | SLM |  |  | REM
| - | #N/A | #N/A | #N/A | Material Claiming | 0 |  |  | #N/A |  |  |  | 0 |  |  | SLM |  |  | REM
| - | #N/A | #N/A | #N/A | Material Claiming | 0 |  |  | #N/A |  |  |  | 0 |  |  | SLM |  |  | REM
| - | #N/A | #N/A | #N/A | Material Claiming | 0 |  |  | #N/A |  |  |  | 0 |  |  | SLM |  |  | REM
| - | #N/A | #N/A | #N/A | Material Claiming | 0 |  |  | #N/A |  |  |  | 0 |  |  | SLM |  |  | REM
| - | #N/A | #N/A | #N/A | Material Claiming | 0 |  |  | #N/A |  |  |  | 0 |  |  | SLM |  |  | REM
| - | #N/A | #N/A | #N/A | Material Claiming | 0 |  |  | #N/A |  |  |  | 0 |  |  | SLM |  |  | REM
| - | #N/A | #N/A | #N/A | Material Claiming | 0 |  |  | #N/A |  |  |  | 0 |  |  | SLM |  |  | REM
| - | #N/A | #N/A | #N/A | Material Claiming | 0 |  |  | #N/A |  |  |  | 0 |  |  | SLM |  |  | REM
| - | #N/A | #N/A | #N/A | Material Claiming | 0 |  |  | #N/A |  |  |  | 0 |  |  | SLM |  |  | REM
| - | #N/A | #N/A | #N/A | Material Claiming | 0 |  |  | #N/A |  |  |  | 0 |  |  | SLM |  |  | REM
| - | #N/A | #N/A | #N/A | Material Claiming | 0 |  |  | #N/A |  |  |  | 0 |  |  | SLM |  |  | REM
| - | #N/A | #N/A | #N/A | Material Claiming | 0 |  |  | #N/A |  |  |  | 0 |  |  | SLM |  |  | REM
| - | #N/A | #N/A | #N/A | Material Claiming | 0 |  |  | #N/A |  |  |  | 0 |  |  | SLM |  |  | REM
| - | #N/A | #N/A | #N/A | Material Claiming | 0 |  |  | #N/A |  |  |  | 0 |  |  | SLM |  |  | REM
| - | #N/A | #N/A | #N/A | Material Claiming | 0 |  |  | #N/A |  |  |  | 0 |  |  | SLM |  |  | REM
| - | #N/A | #N/A | #N/A | Material Claiming | 0 |  |  | #N/A |  |  |  | 0 |  |  | SLM |  |  | REM
| - | #N/A | #N/A | #N/A | Material Claiming | 0 |  |  | #N/A |  |  |  | 0 |  |  | SLM |  |  | REM
| - | #N/A | #N/A | #N/A | Material Claiming | 0 |  |  | #N/A |  |  |  | 0 |  |  | SLM |  |  | REM
| - | #N/A | #N/A | #N/A | Material Claiming | 0 |  |  | #N/A |  |  |  | 0 |  |  | SLM |  |  | REM
| - | #N/A | #N/A | #N/A | Material Claiming | 0 |  |  | #N/A |  |  |  | 0 |  |  | SLM |  |  | REM
| - | #N/A | #N/A | #N/A | Material Claiming | 0 |  |  | #N/A |  |  |  | 0 |  |  | SLM |  |  | REM
| - | #N/A | #N/A | #N/A | Material Claiming | 0 |  |  | #N/A |  |  |  | 0 |  |  | SLM |  |  | REM
| - | #N/A | #N/A | #N/A | Material Claiming | 0 |  |  | #N/A |  |  |  | 0 |  |  | SLM |  |  | REM
| - | #N/A | #N/A | #N/A | Material Claiming | 0 |  |  | #N/A |  |  |  | 0 |  |  | SLM |  |  | REM
| - | #N/A | #N/A | #N/A | Material Claiming | 0 |  |  | #N/A |  |  |  | 0 |  |  | SLM |  |  | REM
| - | #N/A | #N/A | #N/A | Material Claiming | 0 |  |  | #N/A |  |  |  | 0 |  |  | SLM |  |  | REM
| - | #N/A | #N/A | #N/A | Material Claiming | 0 |  |  | #N/A |  |  |  | 0 |  |  | SLM |  |  | REM
| - | #N/A | #N/A | #N/A | Material Claiming | 0 |  |  | #N/A |  |  |  | 0 |  |  | SLM |  |  | REM
| - | #N/A | #N/A | #N/A | Material Claiming | 0 |  |  | #N/A |  |  |  | 0 |  |  | SLM |  |  | REM
| - | #N/A | #N/A | #N/A | Material Claiming | 0 |  |  | #N/A |  |  |  | 0 |  |  | SLM |  |  | REM
| - | #N/A | #N/A | #N/A | Material Claiming | 0 |  |  | #N/A |  |  |  | 0 |  |  | SLM |  |  | REM
| - | #N/A | #N/A | #N/A | Material Claiming | 0 |  |  | #N/A |  |  |  | 0 |  |  | SLM |  |  | REM
| - | #N/A | #N/A | #N/A | Material Claiming | 0 |  |  | #N/A |  |  |  | 0 |  |  | SLM |  |  | REM
| - | #N/A | #N/A | #N/A | Material Claiming | 0 |  |  | #N/A |  |  |  | 0 |  |  | SLM |  |  | REM
| - | #N/A | #N/A | #N/A | Material Claiming | 0 |  |  | #N/A |  |  |  | 0 |  |  | SLM |  |  | REM
| - | #N/A | #N/A | #N/A | Material Claiming | 0 |  |  | #N/A |  |  |  | 0 |  |  | SLM |  |  | REM
| - | #N/A | #N/A | #N/A | Material Claiming | 0 |  |  | #N/A |  |  |  | 0 |  |  | SLM |  |  | REM
| - | #N/A | #N/A | #N/A | Material Claiming | 0 |  |  | #N/A |  |  |  | 0 |  |  | SLM |  |  | REM
| - | #N/A | #N/A | #N/A | Material Claiming | 0 |  |  | #N/A |  |  |  | 0 |  |  | SLM |  |  | REM
| - | #N/A | #N/A | #N/A | Material Claiming | 0 |  |  | #N/A |  |  |  | 0 |  |  | SLM |  |  | REM
| - | #N/A | #N/A | #N/A | Material Claiming | 0 |  |  | #N/A |  |  |  | 0 |  |  | SLM |  |  | REM
| - | #N/A | #N/A | #N/A | Material Claiming | 0 |  |  | #N/A |  |  |  | 0 |  |  | SLM |  |  | REM
| - | #N/A | #N/A | #N/A | Material Claiming | 0 |  |  | #N/A |  |  |  | 0 |  |  | SLM |  |  | REM
| - | #N/A | #N/A | #N/A | Material Claiming | 0 |  |  | #N/A |  |  |  | 0 |  |  | SLM |  |  | REM
| - | #N/A | #N/A | #N/A | Material Claiming | 0 |  |  | #N/A |  |  |  | 0 |  |  | SLM |  |  | REM
| - | #N/A | #N/A | #N/A | Material Claiming | 0 |  |  | #N/A |  |  |  | 0 |  |  | SLM |  |  | REM
| - | #N/A | #N/A | #N/A | Material Claiming | 0 |  |  | #N/A |  |  |  | 0 |  |  | SLM |  |  | REM
| - | #N/A | #N/A | #N/A | Material Claiming | 0 |  |  | #N/A |  |  |  | 0 |  |  | SLM |  |  | REM
| - | #N/A | #N/A | #N/A | Material Claiming | 0 |  |  | #N/A |  |  |  | 0 |  |  | SLM |  |  | REM
| - | #N/A | #N/A | #N/A | Material Claiming | 0 |  |  | #N/A |  |  |  | 0 |  |  | SLM |  |  | REM
| - | #N/A | #N/A | #N/A | Material Claiming | 0 |  |  | #N/A |  |  |  | 0 |  |  | SLM |  |  | REM
| - | #N/A | #N/A | #N/A | Material Claiming | 0 |  |  | #N/A |  |  |  | 0 |  |  | SLM |  |  | REM
| - | #N/A | #N/A | #N/A | Material Claiming | 0 |  |  | #N/A |  |  |  | 0 |  |  | SLM |  |  | REM
| - | #N/A | #N/A | #N/A | Material Claiming | 0 |  |  | #N/A |  |  |  | 0 |  |  | SLM |  |  | REM
| - | #N/A | #N/A | #N/A | Material Claiming | 0 |  |  | #N/A |  |  |  | 0 |  |  | SLM |  |  | REM
| - | #N/A | #N/A | #N/A | Material Claiming | 0 |  |  | #N/A |  |  |  | 0 |  |  | SLM |  |  | REM
| - | #N/A | #N/A | #N/A | Material Claiming | 0 |  |  | #N/A |  |  |  | 0 |  |  | SLM |  |  | REM
| - | #N/A | #N/A | #N/A | Material Claiming | 0 |  |  | #N/A |  |  |  | 0 |  |  | SLM |  |  | REM
| - | #N/A | #N/A | #N/A | Material Claiming | 0 |  |  | #N/A |  |  |  | 0 |  |  | SLM |  |  | REM
| - | #N/A | #N/A | #N/A | Material Claiming | 0 |  |  | #N/A |  |  |  | 0 |  |  | SLM |  |  | REM
| - | #N/A | #N/A | #N/A | Material Claiming | 0 |  |  | #N/A |  |  |  | 0 |  |  | SLM |  |  | REM
| - | #N/A | #N/A | #N/A | Material Claiming | 0 |  |  | #N/A |  |  |  | 0 |  |  | SLM |  |  | REM
| - | #N/A | #N/A | #N/A | Material Claiming | 0 |  |  | #N/A |  |  |  | 0 |  |  | SLM |  |  | REM
| - | #N/A | #N/A | #N/A | Material Claiming | 0 |  |  | #N/A |  |  |  | 0 |  |  | SLM |  |  | REM
| - | #N/A | #N/A | #N/A | Material Claiming | 0 |  |  | #N/A |  |  |  | 0 |  |  | SLM |  |  | REM
| - | #N/A | #N/A | #N/A | Material Claiming | 0 |  |  | #N/A |  |  |  | 0 |  |  | SLM |  |  | REM
| - | #N/A | #N/A | #N/A | Material Claiming | 0 |  |  | #N/A |  |  |  | 0 |  |  | SLM |  |  | REM
| - | #N/A | #N/A | #N/A | Material Claiming | 0 |  |  | #N/A |  |  |  | 0 |  |  | SLM |  |  | REM
| - | #N/A | #N/A | #N/A | Material Claiming | 0 |  |  | #N/A |  |  |  | 0 |  |  | SLM |  |  | REM
| - | #N/A | #N/A | #N/A | Material Claiming | 0 |  |  | #N/A |  |  |  | 0 |  |  | SLM |  |  | REM
| - | #N/A | #N/A | #N/A | Material Claiming | 0 |  |  | #N/A |  |  |  | 0 |  |  | SLM |  |  | REM
| - | #N/A | #N/A | #N/A | Material Claiming | 0 |  |  | #N/A |  |  |  | 0 |  |  | SLM |  |  | REM
| - | #N/A | #N/A | #N/A | Material Claiming | 0 |  |  | #N/A |  |  |  | 0 |  |  | SLM |  |  | REM
| - | #N/A | #N/A | #N/A | Material Claiming | 0 |  |  | #N/A |  |  |  | 0 |  |  | SLM |  |  | REM
| - | #N/A | #N/A | #N/A | Material Claiming | 0 |  |  | #N/A |  |  |  | 0 |  |  | SLM |  |  | REM
| - | #N/A | #N/A | #N/A | Material Claiming | 0 |  |  | #N/A |  |  |  | 0 |  |  | SLM |  |  | REM
| - | #N/A | #N/A | #N/A | Material Claiming | 0 |  |  | #N/A |  |  |  | 0 |  |  | SLM |  |  | REM
| - | #N/A | #N/A | #N/A | Material Claiming | 0 |  |  | #N/A |  |  |  | 0 |  |  | SLM |  |  | REM
| - | #N/A | #N/A | #N/A | Material Claiming | 0 |  |  | #N/A |  |  |  | 0 |  |  | SLM |  |  | REM
| - | #N/A | #N/A | #N/A | Material Claiming | 0 |  |  | #N/A |  |  |  | 0 |  |  | SLM |  |  | REM
| - | #N/A | #N/A | #N/A | Material Claiming | 0 |  |  | #N/A |  |  |  | 0 |  |  | SLM |  |  | REM
| - | #N/A | #N/A | #N/A | Material Claiming | 0 |  |  | #N/A |  |  |  | 0 |  |  | SLM |  |  | REM
| - | #N/A | #N/A | #N/A | Material Claiming | 0 |  |  | #N/A |  |  |  | 0 |  |  | SLM |  |  | REM
| - | #N/A | #N/A | #N/A | Material Claiming | 0 |  |  | #N/A |  |  |  | 0 |  |  | SLM |  |  | REM
| - | #N/A | #N/A | #N/A | Material Claiming | 0 |  |  | #N/A |  |  |  | 0 |  |  | SLM |  |  | REM
| - | #N/A | #N/A | #N/A | Material Claiming | 0 |  |  | #N/A |  |  |  | 0 |  |  | SLM |  |  | REM
| - | #N/A | #N/A | #N/A | Material Claiming | 0 |  |  | #N/A |  |  |  | 0 |  |  | SLM |  |  | REM
| - | #N/A | #N/A | #N/A | Material Claiming | 0 |  |  | #N/A |  |  |  | 0 |  |  | SLM |  |  | REM
| - | #N/A | #N/A | #N/A | Material Claiming | 0 |  |  | #N/A |  |  |  | 0 |  |  | SLM |  |  | REM
| - | #N/A | #N/A | #N/A | Material Claiming | 0 |  |  | #N/A |  |  |  | 0 |  |  | SLM |  |  | REM
| - | #N/A | #N/A | #N/A | Material Claiming | 0 |  |  | #N/A |  |  |  | 0 |  |  | SLM |  |  | REM
| - | #N/A | #N/A | #N/A | Material Claiming | 0 |  |  | #N/A |  |  |  | 0 |  |  | SLM |  |  | REM
| - | #N/A | #N/A | #N/A | Material Claiming | 0 |  |  | #N/A |  |  |  | 0 |  |  | SLM |  |  | REM
| - | #N/A | #N/A | #N/A | Material Claiming | 0 |  |  | #N/A |  |  |  | 0 |  |  | SLM |  |  | REM
| - | #N/A | #N/A | #N/A | Material Claiming | 0 |  |  | #N/A |  |  |  | 0 |  |  | SLM |  |  | REM
| - | #N/A | #N/A | #N/A | Material Claiming | 0 |  |  | #N/A |  |  |  | 0 |  |  | SLM |  |  | REM
| - | #N/A | #N/A | #N/A | Material Claiming | 0 |  |  | #N/A |  |  |  | 0 |  |  | SLM |  |  | REM
| - | #N/A | #N/A | #N/A | Material Claiming | 0 |  |  | #N/A |  |  |  | 0 |  |  | SLM |  |  | REM
| - | #N/A | #N/A | #N/A | Material Claiming | 0 |  |  | #N/A |  |  |  | 0 |  |  | SLM |  |  | REM
| - | #N/A | #N/A | #N/A | Material Claiming | 0 |  |  | #N/A |  |  |  | 0 |  |  | SLM |  |  | REM
| - | #N/A | #N/A | #N/A | Material Claiming | 0 |  |  | #N/A |  |  |  | 0 |  |  | SLM |  |  | REM
| - | #N/A | #N/A | #N/A | Material Claiming | 0 |  |  | #N/A |  |  |  | 0 |  |  | SLM |  |  | REM
| - | #N/A | #N/A | #N/A | Material Claiming | 0 |  |  | #N/A |  |  |  | 0 |  |  | SLM |  |  | REM
| - | #N/A | #N/A | #N/A | Material Claiming | 0 |  |  | #N/A |  |  |  | 0 |  |  | SLM |  |  | REM
| - | #N/A | #N/A | #N/A | Material Claiming | 0 |  |  | #N/A |  |  |  | 0 |  |  | SLM |  |  | REM
| - | #N/A | #N/A | #N/A | Material Claiming | 0 |  |  | #N/A |  |  |  | 0 |  |  | SLM |  |  | REM
| - | #N/A | #N/A | #N/A | Material Claiming | 0 |  |  | #N/A |  |  |  | 0 |  |  | SLM |  |  | REM
| - | #N/A | #N/A | #N/A | Material Claiming | 0 |  |  | #N/A |  |  |  | 0 |  |  | SLM |  |  | REM
| - | #N/A | #N/A | #N/A | Material Claiming | 0 |  |  | #N/A |  |  |  | 0 |  |  | SLM |  |  | REM
| - | #N/A | #N/A | #N/A | Material Claiming | 0 |  |  | #N/A |  |  |  | 0 |  |  | SLM |  |  | REM
| - | #N/A | #N/A | #N/A | Material Claiming | 0 |  |  | #N/A |  |  |  | 0 |  |  | SLM |  |  | REM
| - | #N/A | #N/A | #N/A | Material Claiming | 0 |  |  | #N/A |  |  |  | 0 |  |  | SLM |  |  | REM
| - | #N/A | #N/A | #N/A | Material Claiming | 0 |  |  | #N/A |  |  |  | 0 |  |  | SLM |  |  | REM
| - | #N/A | #N/A | #N/A | Material Claiming | 0 |  |  | #N/A |  |  |  | 0 |  |  | SLM |  |  | REM
| - | #N/A | #N/A | #N/A | Material Claiming | 0 |  |  | #N/A |  |  |  | 0 |  |  | SLM |  |  | REM
| - | #N/A | #N/A | #N/A | Material Claiming | 0 |  |  | #N/A |  |  |  | 0 |  |  | SLM |  |  | REM
| - | #N/A | #N/A | #N/A | Material Claiming | 0 |  |  | #N/A |  |  |  | 0 |  |  | SLM |  |  | REM
| - | #N/A | #N/A | #N/A | Material Claiming | 0 |  |  | #N/A |  |  |  | 0 |  |  | SLM |  |  | REM
| - | #N/A | #N/A | #N/A | Material Claiming | 0 |  |  | #N/A |  |  |  | 0 |  |  | SLM |  |  | REM
| - | #N/A | #N/A | #N/A | Material Claiming | 0 |  |  | #N/A |  |  |  | 0 |  |  | SLM |  |  | REM
| - | #N/A | #N/A | #N/A | Material Claiming | 0 |  |  | #N/A |  |  |  | 0 |  |  | SLM |  |  | REM
| - | #N/A | #N/A | #N/A | Material Claiming | 0 |  |  | #N/A |  |  |  | 0 |  |  | SLM |  |  | REM
| - | #N/A | #N/A | #N/A | Material Claiming | 0 |  |  | #N/A |  |  |  | 0 |  |  | SLM |  |  | REM
| - | #N/A | #N/A | #N/A | Material Claiming | 0 |  |  | #N/A |  |  |  | 0 |  |  | SLM |  |  | REM
| - | #N/A | #N/A | #N/A | Material Claiming | 0 |  |  | #N/A |  |  |  | 0 |  |  | SLM |  |  | REM
| - | #N/A | #N/A | #N/A | Material Claiming | 0 |  |  | #N/A |  |  |  | 0 |  |  | SLM |  |  | REM
| - | #N/A | #N/A | #N/A | Material Claiming | 0 |  |  | #N/A |  |  |  | 0 |  |  | SLM |  |  | REM
| - | #N/A | #N/A | #N/A | Material Claiming | 0 |  |  | #N/A |  |  |  | 0 |  |  | SLM |  |  | REM
| - | #N/A | #N/A | #N/A | Material Claiming | 0 |  |  | #N/A |  |  |  | 0 |  |  | SLM |  |  | REM
| - | #N/A | #N/A | #N/A | Material Claiming | 0 |  |  | #N/A |  |  |  | 0 |  |  | SLM |  |  | REM
| - | #N/A | #N/A | #N/A | Material Claiming | 0 |  |  | #N/A |  |  |  | 0 |  |  | SLM |  |  | REM
| - | #N/A | #N/A | #N/A | Material Claiming | 0 |  |  | #N/A |  |  |  | 0 |  |  | SLM |  |  | REM
| - | #N/A | #N/A | #N/A | Material Claiming | 0 |  |  | #N/A |  |  |  | 0 |  |  | SLM |  |  | REM
| - | #N/A | #N/A | #N/A | Material Claiming | 0 |  |  | #N/A |  |  |  | 0 |  |  | SLM |  |  | REM
| - | #N/A | #N/A | #N/A | Material Claiming | 0 |  |  | #N/A |  |  |  | 0 |  |  | SLM |  |  | REM
| - | #N/A | #N/A | #N/A | Material Claiming | 0 |  |  | #N/A |  |  |  | 0 |  |  | SLM |  |  | REM
| - | #N/A | #N/A | #N/A | Material Claiming | 0 |  |  | #N/A |  |  |  | 0 |  |  | SLM |  |  | REM
| - | #N/A | #N/A | #N/A | Material Claiming | 0 |  |  | #N/A |  |  |  | 0 |  |  | SLM |  |  | REM
| - | #N/A | #N/A | #N/A | Material Claiming | 0 |  |  | #N/A |  |  |  | 0 |  |  | SLM |  |  | REM
| - | #N/A | #N/A | #N/A | Material Claiming | 0 |  |  | #N/A |  |  |  | 0 |  |  | SLM |  |  | REM
| - | #N/A | #N/A | #N/A | Material Claiming | 0 |  |  | #N/A |  |  |  | 0 |  |  | SLM |  |  | REM
| - | #N/A | #N/A | #N/A | Material Claiming | 0 |  |  | #N/A |  |  |  | 0 |  |  | SLM |  |  | REM
| - | #N/A | #N/A | #N/A | Material Claiming | 0 |  |  | #N/A |  |  |  | 0 |  |  | SLM |  |  | REM
| - | #N/A | #N/A | #N/A | Material Claiming | 0 |  |  | #N/A |  |  |  | 0 |  |  | SLM |  |  | REM
| - | #N/A | #N/A | #N/A | Material Claiming | 0 |  |  | #N/A |  |  |  | 0 |  |  | SLM |  |  | REM
| - | #N/A | #N/A | #N/A | Material Claiming | 0 |  |  | #N/A |  |  |  | 0 |  |  | SLM |  |  | REM
| - | #N/A | #N/A | #N/A | Material Claiming | 0 |  |  | #N/A |  |  |  | 0 |  |  | SLM |  |  | REM
| - | #N/A | #N/A | #N/A | Material Claiming | 0 |  |  | #N/A |  |  |  | 0 |  |  | SLM |  |  | REM
| - | #N/A | #N/A | #N/A | Material Claiming | 0 |  |  | #N/A |  |  |  | 0 |  |  | SLM |  |  | REM
| - | #N/A | #N/A | #N/A | Material Claiming | 0 |  |  | #N/A |  |  |  | 0 |  |  | SLM |  |  | REM
| - | #N/A | #N/A | #N/A | Material Claiming | 0 |  |  | #N/A |  |  |  | 0 |  |  | SLM |  |  | REM
| - | #N/A | #N/A | #N/A | Material Claiming | 0 |  |  | #N/A |  |  |  | 0 |  |  | SLM |  |  | REM
| - | #N/A | #N/A | #N/A | Material Claiming | 0 |  |  | #N/A |  |  |  | 0 |  |  | SLM |  |  | REM
| - | #N/A | #N/A | #N/A | Material Claiming | 0 |  |  | #N/A |  |  |  | 0 |  |  | SLM |  |  | REM
| - | #N/A | #N/A | #N/A | Material Claiming | 0 |  |  | #N/A |  |  |  | 0 |  |  | SLM |  |  | REM
| - | #N/A | #N/A | #N/A | Material Claiming | 0 |  |  | #N/A |  |  |  | 0 |  |  | SLM |  |  | REM
| - | #N/A | #N/A | #N/A | Material Claiming | 0 |  |  | #N/A |  |  |  | 0 |  |  | SLM |  |  | REM
| - | #N/A | #N/A | #N/A | Material Claiming | 0 |  |  | #N/A |  |  |  | 0 |  |  | SLM |  |  | REM
| - | #N/A | #N/A | #N/A | Material Claiming | 0 |  |  | #N/A |  |  |  | 0 |  |  | SLM |  |  | REM
| - | #N/A | #N/A | #N/A | Material Claiming | 0 |  |  | #N/A |  |  |  | 0 |  |  | SLM |  |  | REM
| - | #N/A | #N/A | #N/A | Material Claiming | 0 |  |  | #N/A |  |  |  | 0 |  |  | SLM |  |  | REM
| - | #N/A | #N/A | #N/A | Material Claiming | 0 |  |  | #N/A |  |  |  | 0 |  |  | SLM |  |  | REM
| - | #N/A | #N/A | #N/A | Material Claiming | 0 |  |  | #N/A |  |  |  | 0 |  |  | SLM |  |  | REM
| - | #N/A | #N/A | #N/A | Material Claiming | 0 |  |  | #N/A |  |  |  | 0 |  |  | SLM |  |  | REM
| - | #N/A | #N/A | #N/A | Material Claiming | 0 |  |  | #N/A |  |  |  | 0 |  |  | SLM |  |  | REM
| - | #N/A | #N/A | #N/A | Material Claiming | 0 |  |  | #N/A |  |  |  | 0 |  |  | SLM |  |  | REM
| - | #N/A | #N/A | #N/A | Material Claiming | 0 |  |  | #N/A |  |  |  | 0 |  |  | SLM |  |  | REM
| - | #N/A | #N/A | #N/A | Material Claiming | 0 |  |  | #N/A |  |  |  | 0 |  |  | SLM |  |  | REM
| - | #N/A | #N/A | #N/A | Material Claiming | 0 |  |  | #N/A |  |  |  | 0 |  |  | SLM |  |  | REM
| - | #N/A | #N/A | #N/A | Material Claiming | 0 |  |  | #N/A |  |  |  | 0 |  |  | SLM |  |  | REM
| - | #N/A | #N/A | #N/A | Material Claiming | 0 |  |  | #N/A |  |  |  | 0 |  |  | SLM |  |  | REM
| - | #N/A | #N/A | #N/A | Material Claiming | 0 |  |  | #N/A |  |  |  | 0 |  |  | SLM |  |  | REM
| - | #N/A | #N/A | #N/A | Material Claiming | 0 |  |  | #N/A |  |  |  | 0 |  |  | SLM |  |  | REM
| - | #N/A | #N/A | #N/A | Material Claiming | 0 |  |  | #N/A |  |  |  | 0 |  |  | SLM |  |  | REM
| - | #N/A | #N/A | #N/A | Material Claiming | 0 |  |  | #N/A |  |  |  | 0 |  |  | SLM |  |  | REM
| - | #N/A | #N/A | #N/A | Material Claiming | 0 |  |  | #N/A |  |  |  | 0 |  |  | SLM |  |  | REM
| - | #N/A | #N/A | #N/A | Material Claiming | 0 |  |  | #N/A |  |  |  | 0 |  |  | SLM |  |  | REM
| - | #N/A | #N/A | #N/A | Material Claiming | 0 |  |  | #N/A |  |  |  | 0 |  |  | SLM |  |  | REM
| - | #N/A | #N/A | #N/A | Material Claiming | 0 |  |  | #N/A |  |  |  | 0 |  |  | SLM |  |  | REM
| - | #N/A | #N/A | #N/A | Material Claiming | 0 |  |  | #N/A |  |  |  | 0 |  |  | SLM |  |  | REM
| - | #N/A | #N/A | #N/A | Material Claiming | 0 |  |  | #N/A |  |  |  | 0 |  |  | SLM |  |  | REM
| - | #N/A | #N/A | #N/A | Material Claiming | 0 |  |  | #N/A |  |  |  | 0 |  |  | SLM |  |  | REM
| - | #N/A | #N/A | #N/A | Material Claiming | 0 |  |  | #N/A |  |  |  | 0 |  |  | SLM |  |  | REM
| - | #N/A | #N/A | #N/A | Material Claiming | 0 |  |  | #N/A |  |  |  | 0 |  |  | SLM |  |  | REM
| - | #N/A | #N/A | #N/A | Material Claiming | 0 |  |  | #N/A |  |  |  | 0 |  |  | SLM |  |  | REM
| - | #N/A | #N/A | #N/A | Material Claiming | 0 |  |  | #N/A |  |  |  | 0 |  |  | SLM |  |  | REM
| - | #N/A | #N/A | #N/A | Material Claiming | 0 |  |  | #N/A |  |  |  | 0 |  |  | SLM |  |  | REM
| - | #N/A | #N/A | #N/A | Material Claiming | 0 |  |  | #N/A |  |  |  | 0 |  |  | SLM |  |  | REM
| - | #N/A | #N/A | #N/A | Material Claiming | 0 |  |  | #N/A |  |  |  | 0 |  |  | SLM |  |  | REM
| - | #N/A | #N/A | #N/A | Material Claiming | 0 |  |  | #N/A |  |  |  | 0 |  |  | SLM |  |  | REM
| - | #N/A | #N/A | #N/A | Material Claiming | 0 |  |  | #N/A |  |  |  | 0 |  |  | SLM |  |  | REM
| - | #N/A | #N/A | #N/A | Material Claiming | 0 |  |  | #N/A |  |  |  | 0 |  |  | SLM |  |  | REM
| - | #N/A | #N/A | #N/A | Material Claiming | 0 |  |  | #N/A |  |  |  | 0 |  |  | SLM |  |  | REM
| - | #N/A | #N/A | #N/A | Material Claiming | 0 |  |  | #N/A |  |  |  | 0 |  |  | SLM |  |  | REM
| - | #N/A | #N/A | #N/A | Material Claiming | 0 |  |  | #N/A |  |  |  | 0 |  |  | SLM |  |  | REM
| - | #N/A | #N/A | #N/A | Material Claiming | 0 |  |  | #N/A |  |  |  | 0 |  |  | SLM |  |  | REM
| - | #N/A | #N/A | #N/A | Material Claiming | 0 |  |  | #N/A |  |  |  | 0 |  |  | SLM |  |  | REM
| - | #N/A | #N/A | #N/A | Material Claiming | 0 |  |  | #N/A |  |  |  | 0 |  |  | SLM |  |  | REM
| - | #N/A | #N/A | #N/A | Material Claiming | 0 |  |  | #N/A |  |  |  | 0 |  |  | SLM |  |  | REM
| - | #N/A | #N/A | #N/A | Material Claiming | 0 |  |  | #N/A |  |  |  | 0 |  |  | SLM |  |  | REM
| - | #N/A | #N/A | #N/A | Material Claiming | 0 |  |  | #N/A |  |  |  | 0 |  |  | SLM |  |  | REM
| - | #N/A | #N/A | #N/A | Material Claiming | 0 |  |  | #N/A |  |  |  | 0 |  |  | SLM |  |  | REM
| - | #N/A | #N/A | #N/A | Material Claiming | 0 |  |  | #N/A |  |  |  | 0 |  |  | SLM |  |  | REM
| - | #N/A | #N/A | #N/A | Material Claiming | 0 |  |  | #N/A |  |  |  | 0 |  |  | SLM |  |  | REM
| - | #N/A | #N/A | #N/A | Material Claiming | 0 |  |  | #N/A |  |  |  | 0 |  |  | SLM |  |  | REM
| - | #N/A | #N/A | #N/A | Material Claiming | 0 |  |  | #N/A |  |  |  | 0 |  |  | SLM |  |  | REM
| - | #N/A | #N/A | #N/A | Material Claiming | 0 |  |  | #N/A |  |  |  | 0 |  |  | SLM |  |  | REM
| - | #N/A | #N/A | #N/A | Material Claiming | 0 |  |  | #N/A |  |  |  | 0 |  |  | SLM |  |  | REM
| - | #N/A | #N/A | #N/A | Material Claiming | 0 |  |  | #N/A |  |  |  | 0 |  |  | SLM |  |  | REM
| - | #N/A | #N/A | #N/A | Material Claiming | 0 |  |  | #N/A |  |  |  | 0 |  |  | SLM |  |  | REM
| - | #N/A | #N/A | #N/A | Material Claiming | 0 |  |  | #N/A |  |  |  | 0 |  |  | SLM |  |  | REM
| - | #N/A | #N/A | #N/A | Material Claiming | 0 |  |  | #N/A |  |  |  | 0 |  |  | SLM |  |  | REM
| - | #N/A | #N/A | #N/A | Material Claiming | 0 |  |  | #N/A |  |  |  | 0 |  |  | SLM |  |  | REM
| - | #N/A | #N/A | #N/A | Material Claiming | 0 |  |  | #N/A |  |  |  | 0 |  |  | SLM |  |  | REM
| - | #N/A | #N/A | #N/A | Material Claiming | 0 |  |  | #N/A |  |  |  | 0 |  |  | SLM |  |  | REM
| - | #N/A | #N/A | #N/A | Material Claiming | 0 |  |  | #N/A |  |  |  | 0 |  |  | SLM |  |  | REM
| - | #N/A | #N/A | #N/A | Material Claiming | 0 |  |  | #N/A |  |  |  | 0 |  |  | SLM |  |  | REM
| - | #N/A | #N/A | #N/A | Material Claiming | 0 |  |  | #N/A |  |  |  | 0 |  |  | SLM |  |  | REM
| - | #N/A | #N/A | #N/A | Material Claiming | 0 |  |  | #N/A |  |  |  | 0 |  |  | SLM |  |  | REM
| - | #N/A | #N/A | #N/A | Material Claiming | 0 |  |  | #N/A |  |  |  | 0 |  |  | SLM |  |  | REM
| - | #N/A | #N/A | #N/A | Material Claiming | 0 |  |  | #N/A |  |  |  | 0 |  |  | SLM |  |  | REM
| - | #N/A | #N/A | #N/A | Material Claiming | 0 |  |  | #N/A |  |  |  | 0 |  |  | SLM |  |  | REM
| - | #N/A | #N/A | #N/A | Material Claiming | 0 |  |  | #N/A |  |  |  | 0 |  |  | SLM |  |  | REM
| - | #N/A | #N/A | #N/A | Material Claiming | 0 |  |  | #N/A |  |  |  | 0 |  |  | SLM |  |  | REM
| - | #N/A | #N/A | #N/A | Material Claiming | 0 |  |  | #N/A |  |  |  | 0 |  |  | SLM |  |  | REM
| - | #N/A | #N/A | #N/A | Material Claiming | 0 |  |  | #N/A |  |  |  | 0 |  |  | SLM |  |  | REM
| - | #N/A | #N/A | #N/A | Material Claiming | 0 |  |  | #N/A |  |  |  | 0 |  |  | SLM |  |  | REM
| - | #N/A | #N/A | #N/A | Material Claiming | 0 |  |  | #N/A |  |  |  | 0 |  |  | SLM |  |  | REM
| - | #N/A | #N/A | #N/A | Material Claiming | 0 |  |  | #N/A |  |  |  | 0 |  |  | SLM |  |  | REM
| - | #N/A | #N/A | #N/A | Material Claiming | 0 |  |  | #N/A |  |  |  | 0 |  |  | SLM |  |  | REM
| - | #N/A | #N/A | #N/A | Material Claiming | 0 |  |  | #N/A |  |  |  | 0 |  |  | SLM |  |  | REM
| - | #N/A | #N/A | #N/A | Material Claiming | 0 |  |  | #N/A |  |  |  | 0 |  |  | SLM |  |  | REM
| - | #N/A | #N/A | #N/A | Material Claiming | 0 |  |  | #N/A |  |  |  | 0 |  |  | SLM |  |  | REM
| - | #N/A | #N/A | #N/A | Material Claiming | 0 |  |  | #N/A |  |  |  | 0 |  |  | SLM |  |  | REM
| - | #N/A | #N/A | #N/A | Material Claiming | 0 |  |  | #N/A |  |  |  | 0 |  |  | SLM |  |  | REM
| - | #N/A | #N/A | #N/A | Material Claiming | 0 |  |  | #N/A |  |  |  | 0 |  |  | SLM |  |  | REM
| - | #N/A | #N/A | #N/A | Material Claiming | 0 |  |  | #N/A |  |  |  | 0 |  |  | SLM |  |  | REM
| - | #N/A | #N/A | #N/A | Material Claiming | 0 |  |  | #N/A |  |  |  | 0 |  |  | SLM |  |  | REM
| - | #N/A | #N/A | #N/A | Material Claiming | 0 |  |  | #N/A |  |  |  | 0 |  |  | SLM |  |  | REM
| - | #N/A | #N/A | #N/A | Material Claiming | 0 |  |  | #N/A |  |  |  | 0 |  |  | SLM |  |  | REM
| - | #N/A | #N/A | #N/A | Material Claiming | 0 |  |  | #N/A |  |  |  | 0 |  |  | SLM |  |  | REM
| - | #N/A | #N/A | #N/A | Material Claiming | 0 |  |  | #N/A |  |  |  | 0 |  |  | SLM |  |  | REM
| - | #N/A | #N/A | #N/A | Material Claiming | 0 |  |  | #N/A |  |  |  | 0 |  |  | SLM |  |  | REM
| - | #N/A | #N/A | #N/A | Material Claiming | 0 |  |  | #N/A |  |  |  | 0 |  |  | SLM |  |  | REM
| - | #N/A | #N/A | #N/A | Material Claiming | 0 |  |  | #N/A |  |  |  | 0 |  |  | SLM |  |  | REM
| - | #N/A | #N/A | #N/A | Material Claiming | 0 |  |  | #N/A |  |  |  | 0 |  |  | SLM |  |  | REM
| - | #N/A | #N/A | #N/A | Material Claiming | 0 |  |  | #N/A |  |  |  | 0 |  |  | SLM |  |  | REM
| - | #N/A | #N/A | #N/A | Material Claiming | 0 |  |  | #N/A |  |  |  | 0 |  |  | SLM |  |  | REM
| - | #N/A | #N/A | #N/A | Material Claiming | 0 |  |  | #N/A |  |  |  | 0 |  |  | SLM |  |  | REM
| - | #N/A | #N/A | #N/A | Material Claiming | 0 |  |  | #N/A |  |  |  | 0 |  |  | SLM |  |  | REM
| - | #N/A | #N/A | #N/A | Material Claiming | 0 |  |  | #N/A |  |  |  | 0 |  |  | SLM |  |  | REM
| - | #N/A | #N/A | #N/A | Material Claiming | 0 |  |  | #N/A |  |  |  | 0 |  |  | SLM |  |  | REM
| - | #N/A | #N/A | #N/A | Material Claiming | 0 |  |  | #N/A |  |  |  | 0 |  |  | SLM |  |  | REM
| - | #N/A | #N/A | #N/A | Material Claiming | 0 |  |  | #N/A |  |  |  | 0 |  |  | SLM |  |  | REM
| - | #N/A | #N/A | #N/A | Material Claiming | 0 |  |  | #N/A |  |  |  | 0 |  |  | SLM |  |  | REM
| - | #N/A | #N/A | #N/A | Material Claiming | 0 |  |  | #N/A |  |  |  | 0 |  |  | SLM |  |  | REM
| - | #N/A | #N/A | #N/A | Material Claiming | 0 |  |  | #N/A |  |  |  | 0 |  |  | SLM |  |  | REM
| - | #N/A | #N/A | #N/A | Material Claiming | 0 |  |  | #N/A |  |  |  | 0 |  |  | SLM |  |  | REM
| - | #N/A | #N/A | #N/A | Material Claiming | 0 |  |  | #N/A |  |  |  | 0 |  |  | SLM |  |  | REM
| - | #N/A | #N/A | #N/A | Material Claiming | 0 |  |  | #N/A |  |  |  | 0 |  |  | SLM |  |  | REM
| - | #N/A | #N/A | #N/A | Material Claiming | 0 |  |  | #N/A |  |  |  | 0 |  |  | SLM |  |  | REM
| - | #N/A | #N/A | #N/A | Material Claiming | 0 |  |  | #N/A |  |  |  | 0 |  |  | SLM |  |  | REM
| - | #N/A | #N/A | #N/A | Material Claiming | 0 |  |  | #N/A |  |  |  | 0 |  |  | SLM |  |  | REM
| - | #N/A | #N/A | #N/A | Material Claiming | 0 |  |  | #N/A |  |  |  | 0 |  |  | SLM |  |  | REM
| - | #N/A | #N/A | #N/A | Material Claiming | 0 |  |  | #N/A |  |  |  | 0 |  |  | SLM |  |  | REM
| - | #N/A | #N/A | #N/A | Material Claiming | 0 |  |  | #N/A |  |  |  | 0 |  |  | SLM |  |  | REM
| - | #N/A | #N/A | #N/A | Material Claiming | 0 |  |  | #N/A |  |  |  | 0 |  |  | SLM |  |  | REM
| - | #N/A | #N/A | #N/A | Material Claiming | 0 |  |  | #N/A |  |  |  | 0 |  |  | SLM |  |  | REM
| - | #N/A | #N/A | #N/A | Material Claiming | 0 |  |  | #N/A |  |  |  | 0 |  |  | SLM |  |  | REM
| - | #N/A | #N/A | #N/A | Material Claiming | 0 |  |  | #N/A |  |  |  | 0 |  |  | SLM |  |  | REM
| - | #N/A | #N/A | #N/A | Material Claiming | 0 |  |  | #N/A |  |  |  | 0 |  |  | SLM |  |  | REM
| - | #N/A | #N/A | #N/A | Material Claiming | 0 |  |  | #N/A |  |  |  | 0 |  |  | SLM |  |  | REM
| - | #N/A | #N/A | #N/A | Material Claiming | 0 |  |  | #N/A |  |  |  | 0 |  |  | SLM |  |  | REM
| - | #N/A | #N/A | #N/A | Material Claiming | 0 |  |  | #N/A |  |  |  | 0 |  |  | SLM |  |  | REM
| - | #N/A | #N/A | #N/A | Material Claiming | 0 |  |  | #N/A |  |  |  | 0 |  |  | SLM |  |  | REM
| - | #N/A | #N/A | #N/A | Material Claiming | 0 |  |  | #N/A |  |  |  | 0 |  |  | SLM |  |  | REM
| - | #N/A | #N/A | #N/A | Material Claiming | 0 |  |  | #N/A |  |  |  | 0 |  |  | SLM |  |  | REM
| - | #N/A | #N/A | #N/A | Material Claiming | 0 |  |  | #N/A |  |  |  | 0 |  |  | SLM |  |  | REM
| - | #N/A | #N/A | #N/A | Material Claiming | 0 |  |  | #N/A |  |  |  | 0 |  |  | SLM |  |  | REM
| - | #N/A | #N/A | #N/A | Material Claiming | 0 |  |  | #N/A |  |  |  | 0 |  |  | SLM |  |  | REM
| - | #N/A | #N/A | #N/A | Material Claiming | 0 |  |  | #N/A |  |  |  | 0 |  |  | SLM |  |  | REM
| - | #N/A | #N/A | #N/A | Material Claiming | 0 |  |  | #N/A |  |  |  | 0 |  |  | SLM |  |  | REM
| - | #N/A | #N/A | #N/A | Material Claiming | 0 |  |  | #N/A |  |  |  | 0 |  |  | SLM |  |  | REM
| - | #N/A | #N/A | #N/A | Material Claiming | 0 |  |  | #N/A |  |  |  | 0 |  |  | SLM |  |  | REM
| - | #N/A | #N/A | #N/A | Material Claiming | 0 |  |  | #N/A |  |  |  | 0 |  |  | SLM |  |  | REM
| - | #N/A | #N/A | #N/A | Material Claiming | 0 |  |  | #N/A |  |  |  | 0 |  |  | SLM |  |  | REM
| - | #N/A | #N/A | #N/A | Material Claiming | 0 |  |  | #N/A |  |  |  | 0 |  |  | SLM |  |  | REM
| - | #N/A | #N/A | #N/A | Material Claiming | 0 |  |  | #N/A |  |  |  | 0 |  |  | SLM |  |  | REM
| - | #N/A | #N/A | #N/A | Material Claiming | 0 |  |  | #N/A |  |  |  | 0 |  |  | SLM |  |  | REM
| - | #N/A | #N/A | #N/A | Material Claiming | 0 |  |  | #N/A |  |  |  | 0 |  |  | SLM |  |  | REM
| - | #N/A | #N/A | #N/A | Material Claiming | 0 |  |  | #N/A |  |  |  | 0 |  |  | SLM |  |  | REM
| - | #N/A | #N/A | #N/A | Material Claiming | 0 |  |  | #N/A |  |  |  | 0 |  |  | SLM |  |  | REM
| - | #N/A | #N/A | #N/A | Material Claiming | 0 |  |  | #N/A |  |  |  | 0 |  |  | SLM |  |  | REM
| - | #N/A | #N/A | #N/A | Material Claiming | 0 |  |  | #N/A |  |  |  | 0 |  |  | SLM |  |  | REM
| - | #N/A | #N/A | #N/A | Material Claiming | 0 |  |  | #N/A |  |  |  | 0 |  |  | SLM |  |  | REM
| - | #N/A | #N/A | #N/A | Material Claiming | 0 |  |  | #N/A |  |  |  | 0 |  |  | SLM |  |  | REM
| - | #N/A | #N/A | #N/A | Material Claiming | 0 |  |  | #N/A |  |  |  | 0 |  |  | SLM |  |  | REM
| - | #N/A | #N/A | #N/A | Material Claiming | 0 |  |  | #N/A |  |  |  | 0 |  |  | SLM |  |  | REM
| - | #N/A | #N/A | #N/A | Material Claiming | 0 |  |  | #N/A |  |  |  | 0 |  |  | SLM |  |  | REM
| - | #N/A | #N/A | #N/A | Material Claiming | 0 |  |  | #N/A |  |  |  | 0 |  |  | SLM |  |  | REM
| - | #N/A | #N/A | #N/A | Material Claiming | 0 |  |  | #N/A |  |  |  | 0 |  |  | SLM |  |  | REM
| - | #N/A | #N/A | #N/A | Material Claiming | 0 |  |  | #N/A |  |  |  | 0 |  |  | SLM |  |  | REM
| - | #N/A | #N/A | #N/A | Material Claiming | 0 |  |  | #N/A |  |  |  | 0 |  |  | SLM |  |  | REM
| - | #N/A | #N/A | #N/A | Material Claiming | 0 |  |  | #N/A |  |  |  | 0 |  |  | SLM |  |  | REM
| - | #N/A | #N/A | #N/A | Material Claiming | 0 |  |  | #N/A |  |  |  | 0 |  |  | SLM |  |  | REM
| - | #N/A | #N/A | #N/A | Material Claiming | 0 |  |  | #N/A |  |  |  | 0 |  |  | SLM |  |  | REM
| - | #N/A | #N/A | #N/A | Material Claiming | 0 |  |  | #N/A |  |  |  | 0 |  |  | SLM |  |  | REM
| - | #N/A | #N/A | #N/A | Material Claiming | 0 |  |  | #N/A |  |  |  | 0 |  |  | SLM |  |  | REM
| - | #N/A | #N/A | #N/A | Material Claiming | 0 |  |  | #N/A |  |  |  | 0 |  |  | SLM |  |  | REM
| - | #N/A | #N/A | #N/A | Material Claiming | 0 |  |  | #N/A |  |  |  | 0 |  |  | SLM |  |  | REM
| - | #N/A | #N/A | #N/A | Material Claiming | 0 |  |  | #N/A |  |  |  | 0 |  |  | SLM |  |  | REM
| - | #N/A | #N/A | #N/A | Material Claiming | 0 |  |  | #N/A |  |  |  | 0 |  |  | SLM |  |  | REM
| - | #N/A | #N/A | #N/A | Material Claiming | 0 |  |  | #N/A |  |  |  | 0 |  |  | SLM |  |  | REM
| - | #N/A | #N/A | #N/A | Material Claiming | 0 |  |  | #N/A |  |  |  | 0 |  |  | SLM |  |  | REM
| - | #N/A | #N/A | #N/A | Material Claiming | 0 |  |  | #N/A |  |  |  | 0 |  |  | SLM |  |  | REM
| - | #N/A | #N/A | #N/A | Material Claiming | 0 |  |  | #N/A |  |  |  | 0 |  |  | SLM |  |  | REM
| - | #N/A | #N/A | #N/A | Material Claiming | 0 |  |  | #N/A |  |  |  | 0 |  |  | SLM |  |  | REM
| - | #N/A | #N/A | #N/A | Material Claiming | 0 |  |  | #N/A |  |  |  | 0 |  |  | SLM |  |  | REM
| - | #N/A | #N/A | #N/A | Material Claiming | 0 |  |  | #N/A |  |  |  | 0 |  |  | SLM |  |  | REM
| - | #N/A | #N/A | #N/A | Material Claiming | 0 |  |  | #N/A |  |  |  | 0 |  |  | SLM |  |  | REM
| - | #N/A | #N/A | #N/A | Material Claiming | 0 |  |  | #N/A |  |  |  | 0 |  |  | SLM |  |  | REM
| - | #N/A | #N/A | #N/A | Material Claiming | 0 |  |  | #N/A |  |  |  | 0 |  |  | SLM |  |  | REM
| - | #N/A | #N/A | #N/A | Material Claiming | 0 |  |  | #N/A |  |  |  | 0 |  |  | SLM |  |  | REM
| - | #N/A | #N/A | #N/A | Material Claiming | 0 |  |  | #N/A |  |  |  | 0 |  |  | SLM |  |  | REM
| - | #N/A | #N/A | #N/A | Material Claiming | 0 |  |  | #N/A |  |  |  | 0 |  |  | SLM |  |  | REM
| - | #N/A | #N/A | #N/A | Material Claiming | 0 |  |  | #N/A |  |  |  | 0 |  |  | SLM |  |  | REM
| - | #N/A | #N/A | #N/A | Material Claiming | 0 |  |  | #N/A |  |  |  | 0 |  |  | SLM |  |  | REM
| - | #N/A | #N/A | #N/A | Material Claiming | 0 |  |  | #N/A |  |  |  | 0 |  |  | SLM |  |  | REM
| - | #N/A | #N/A | #N/A | Material Claiming | 0 |  |  | #N/A |  |  |  | 0 |  |  | SLM |  |  | REM
| - | #N/A | #N/A | #N/A | Material Claiming | 0 |  |  | #N/A |  |  |  | 0 |  |  | SLM |  |  | REM
| - | #N/A | #N/A | #N/A | Material Claiming | 0 |  |  | #N/A |  |  |  | 0 |  |  | SLM |  |  | REM
| - | #N/A | #N/A | #N/A | Material Claiming | 0 |  |  | #N/A |  |  |  | 0 |  |  | SLM |  |  | REM
| - | #N/A | #N/A | #N/A | Material Claiming | 0 |  |  | #N/A |  |  |  | 0 |  |  | SLM |  |  | REM
| - | #N/A | #N/A | #N/A | Material Claiming | 0 |  |  | #N/A |  |  |  | 0 |  |  | SLM |  |  | REM
| - | #N/A | #N/A | #N/A | Material Claiming | 0 |  |  | #N/A |  |  |  | 0 |  |  | SLM |  |  | REM
| - | #N/A | #N/A | #N/A | Material Claiming | 0 |  |  | #N/A |  |  |  | 0 |  |  | SLM |  |  | REM
| - | #N/A | #N/A | #N/A | Material Claiming | 0 |  |  | #N/A |  |  |  | 0 |  |  | SLM |  |  | REM
| - | #N/A | #N/A | #N/A | Material Claiming | 0 |  |  | #N/A |  |  |  | 0 |  |  | SLM |  |  | REM
| - | #N/A | #N/A | #N/A | Material Claiming | 0 |  |  | #N/A |  |  |  | 0 |  |  | SLM |  |  | REM
| - | #N/A | #N/A | #N/A | Material Claiming | 0 |  |  | #N/A |  |  |  | 0 |  |  | SLM |  |  | REM
| - | #N/A | #N/A | #N/A | Material Claiming | 0 |  |  | #N/A |  |  |  | 0 |  |  | SLM |  |  | REM
| - | #N/A | #N/A | #N/A | Material Claiming | 0 |  |  | #N/A |  |  |  | 0 |  |  | SLM |  |  | REM
| - | #N/A | #N/A | #N/A | Material Claiming | 0 |  |  | #N/A |  |  |  | 0 |  |  | SLM |  |  | REM
| - | #N/A | #N/A | #N/A | Material Claiming | 0 |  |  | #N/A |  |  |  | 0 |  |  | SLM |  |  | REM
| - | #N/A | #N/A | #N/A | Material Claiming | 0 |  |  | #N/A |  |  |  | 0 |  |  | SLM |  |  | REM
| - | #N/A | #N/A | #N/A | Material Claiming | 0 |  |  | #N/A |  |  |  | 0 |  |  | SLM |  |  | REM
| - | #N/A | #N/A | #N/A | Material Claiming | 0 |  |  | #N/A |  |  |  | 0 |  |  | SLM |  |  | REM
| - | #N/A | #N/A | #N/A | Material Claiming | 0 |  |  | #N/A |  |  |  | 0 |  |  | SLM |  |  | REM
| - | #N/A | #N/A | #N/A | Material Claiming | 0 |  |  | #N/A |  |  |  | 0 |  |  | SLM |  |  | REM
| - | #N/A | #N/A | #N/A | Material Claiming | 0 |  |  | #N/A |  |  |  | 0 |  |  | SLM |  |  | REM
| - | #N/A | #N/A | #N/A | Material Claiming | 0 |  |  | #N/A |  |  |  | 0 |  |  | SLM |  |  | REM
| - | #N/A | #N/A | #N/A | Material Claiming | 0 |  |  | #N/A |  |  |  | 0 |  |  | SLM |  |  | REM
| - | #N/A | #N/A | #N/A | Material Claiming | 0 |  |  | #N/A |  |  |  | 0 |  |  | SLM |  |  | REM
| - | #N/A | #N/A | #N/A | Material Claiming | 0 |  |  | #N/A |  |  |  | 0 |  |  | SLM |  |  | REM
| - | #N/A | #N/A | #N/A | Material Claiming | 0 |  |  | #N/A |  |  |  | 0 |  |  | SLM |  |  | REM
| - | #N/A | #N/A | #N/A | Material Claiming | 0 |  |  | #N/A |  |  |  | 0 |  |  | SLM |  |  | REM
| - | #N/A | #N/A | #N/A | Material Claiming | 0 |  |  | #N/A |  |  |  | 0 |  |  | SLM |  |  | REM
| - | #N/A | #N/A | #N/A | Material Claiming | 0 |  |  | #N/A |  |  |  | 0 |  |  | SLM |  |  | REM
| - | #N/A | #N/A | #N/A | Material Claiming | 0 |  |  | #N/A |  |  |  | 0 |  |  | SLM |  |  | REM
| - | #N/A | #N/A | #N/A | Material Claiming | 0 |  |  | #N/A |  |  |  | 0 |  |  | SLM |  |  | REM
| - | #N/A | #N/A | #N/A | Material Claiming | 0 |  |  | #N/A |  |  |  | 0 |  |  | SLM |  |  | REM
| - | #N/A | #N/A | #N/A | Material Claiming | 0 |  |  | #N/A |  |  |  | 0 |  |  | SLM |  |  | REM
| - | #N/A | #N/A | #N/A | Material Claiming | 0 |  |  | #N/A |  |  |  | 0 |  |  | SLM |  |  | REM
| - | #N/A | #N/A | #N/A | Material Claiming | 0 |  |  | #N/A |  |  |  | 0 |  |  | SLM |  |  | REM
| - | #N/A | #N/A | #N/A | Material Claiming | 0 |  |  | #N/A |  |  |  | 0 |  |  | SLM |  |  | REM
| - | #N/A | #N/A | #N/A | Material Claiming | 0 |  |  | #N/A |  |  |  | 0 |  |  | SLM |  |  | REM
| - | #N/A | #N/A | #N/A | Material Claiming | 0 |  |  | #N/A |  |  |  | 0 |  |  | SLM |  |  | REM
| - | #N/A | #N/A | #N/A | Material Claiming | 0 |  |  | #N/A |  |  |  | 0 |  |  | SLM |  |  | REM
| - | #N/A | #N/A | #N/A | Material Claiming | 0 |  |  | #N/A |  |  |  | 0 |  |  | SLM |  |  | REM
| - | #N/A | #N/A | #N/A | Material Claiming | 0 |  |  | #N/A |  |  |  | 0 |  |  | SLM |  |  | REM
| - | #N/A | #N/A | #N/A | Material Claiming | 0 |  |  | #N/A |  |  |  | 0 |  |  | SLM |  |  | REM
| - | #N/A | #N/A | #N/A | Material Claiming | 0 |  |  | #N/A |  |  |  | 0 |  |  | SLM |  |  | REM
| - | #N/A | #N/A | #N/A | Material Claiming | 0 |  |  | #N/A |  |  |  | 0 |  |  | SLM |  |  | REM
| - | #N/A | #N/A | #N/A | Material Claiming | 0 |  |  | #N/A |  |  |  | 0 |  |  | SLM |  |  | REM
| - | #N/A | #N/A | #N/A | Material Claiming | 0 |  |  | #N/A |  |  |  | 0 |  |  | SLM |  |  | REM
| - | #N/A | #N/A | #N/A | Material Claiming | 0 |  |  | #N/A |  |  |  | 0 |  |  | SLM |  |  | REM
| - | #N/A | #N/A | #N/A | Material Claiming | 0 |  |  | #N/A |  |  |  | 0 |  |  | SLM |  |  | REM
| - | #N/A | #N/A | #N/A | Material Claiming | 0 |  |  | #N/A |  |  |  | 0 |  |  | SLM |  |  | REM
| - | #N/A | #N/A | #N/A | Material Claiming | 0 |  |  | #N/A |  |  |  | 0 |  |  | SLM |  |  | REM
| - | #N/A | #N/A | #N/A | Material Claiming | 0 |  |  | #N/A |  |  |  | 0 |  |  | SLM |  |  | REM
| - | #N/A | #N/A | #N/A | Material Claiming | 0 |  |  | #N/A |  |  |  | 0 |  |  | SLM |  |  | REM
| - | #N/A | #N/A | #N/A | Material Claiming | 0 |  |  | #N/A |  |  |  | 0 |  |  | SLM |  |  | REM
| - | #N/A | #N/A | #N/A | Material Claiming | 0 |  |  | #N/A |  |  |  | 0 |  |  | SLM |  |  | REM
| - | #N/A | #N/A | #N/A | Material Claiming | 0 |  |  | #N/A |  |  |  | 0 |  |  | SLM |  |  | REM
| - | #N/A | #N/A | #N/A | Material Claiming | 0 |  |  | #N/A |  |  |  | 0 |  |  | SLM |  |  | REM
| - | #N/A | #N/A | #N/A | Material Claiming | 0 |  |  | #N/A |  |  |  | 0 |  |  | SLM |  |  | REM
| - | #N/A | #N/A | #N/A | Material Claiming | 0 |  |  | #N/A |  |  |  | 0 |  |  | SLM |  |  | REM
| - | #N/A | #N/A | #N/A | Material Claiming | 0 |  |  | #N/A |  |  |  | 0 |  |  | SLM |  |  | REM
| - | #N/A | #N/A | #N/A | Material Claiming | 0 |  |  | #N/A |  |  |  | 0 |  |  | SLM |  |  | REM
| - | #N/A | #N/A | #N/A | Material Claiming | 0 |  |  | #N/A |  |  |  | 0 |  |  | SLM |  |  | REM
| - | #N/A | #N/A | #N/A | Material Claiming | 0 |  |  | #N/A |  |  |  | 0 |  |  | SLM |  |  | REM
| - | #N/A | #N/A | #N/A | Material Claiming | 0 |  |  | #N/A |  |  |  | 0 |  |  | SLM |  |  | REM
| - | #N/A | #N/A | #N/A | Material Claiming | 0 |  |  | #N/A |  |  |  | 0 |  |  | SLM |  |  | REM
| - | #N/A | #N/A | #N/A | Material Claiming | 0 |  |  | #N/A |  |  |  | 0 |  |  | SLM |  |  | REM
| - | #N/A | #N/A | #N/A | Material Claiming | 0 |  |  | #N/A |  |  |  | 0 |  |  | SLM |  |  | REM
| - | #N/A | #N/A | #N/A | Material Claiming | 0 |  |  | #N/A |  |  |  | 0 |  |  | SLM |  |  | REM
| - | #N/A | #N/A | #N/A | Material Claiming | 0 |  |  | #N/A |  |  |  | 0 |  |  | SLM |  |  | REM
| - | #N/A | #N/A | #N/A | Material Claiming | 0 |  |  | #N/A |  |  |  | 0 |  |  | SLM |  |  | REM
| - | #N/A | #N/A | #N/A | Material Claiming | 0 |  |  | #N/A |  |  |  | 0 |  |  | SLM |  |  | REM
| - | #N/A | #N/A | #N/A | Material Claiming | 0 |  |  | #N/A |  |  |  | 0 |  |  | SLM |  |  | REM
| - | #N/A | #N/A | #N/A | Material Claiming | 0 |  |  | #N/A |  |  |  | 0 |  |  | SLM |  |  | REM
| - | #N/A | #N/A | #N/A | Material Claiming | 0 |  |  | #N/A |  |  |  | 0 |  |  | SLM |  |  | REM
| - | #N/A | #N/A | #N/A | Material Claiming | 0 |  |  | #N/A |  |  |  | 0 |  |  | SLM |  |  | REM
| - | #N/A | #N/A | #N/A | Material Claiming | 0 |  |  | #N/A |  |  |  | 0 |  |  | SLM |  |  | REM
| - | #N/A | #N/A | #N/A | Material Claiming | 0 |  |  | #N/A |  |  |  | 0 |  |  | SLM |  |  | REM
| - | #N/A | #N/A | #N/A | Material Claiming | 0 |  |  | #N/A |  |  |  | 0 |  |  | SLM |  |  | REM
| - | #N/A | #N/A | #N/A | Material Claiming | 0 |  |  | #N/A |  |  |  | 0 |  |  | SLM |  |  | REM
| - | #N/A | #N/A | #N/A | Material Claiming | 0 |  |  | #N/A |  |  |  | 0 |  |  | SLM |  |  | REM
| - | #N/A | #N/A | #N/A | Material Claiming | 0 |  |  | #N/A |  |  |  | 0 |  |  | SLM |  |  | REM
| - | #N/A | #N/A | #N/A | Material Claiming | 0 |  |  | #N/A |  |  |  | 0 |  |  | SLM |  |  | REM
| - | #N/A | #N/A | #N/A | Material Claiming | 0 |  |  | #N/A |  |  |  | 0 |  |  | SLM |  |  | REM
| - | #N/A | #N/A | #N/A | Material Claiming | 0 |  |  | #N/A |  |  |  | 0 |  |  | SLM |  |  | REM
| - | #N/A | #N/A | #N/A | Material Claiming | 0 |  |  | #N/A |  |  |  | 0 |  |  | SLM |  |  | REM
| - | #N/A | #N/A | #N/A | Material Claiming | 0 |  |  | #N/A |  |  |  | 0 |  |  | SLM |  |  | REM
| - | #N/A | #N/A | #N/A | Material Claiming | 0 |  |  | #N/A |  |  |  | 0 |  |  | SLM |  |  | REM
| - | #N/A | #N/A | #N/A | Material Claiming | 0 |  |  | #N/A |  |  |  | 0 |  |  | SLM |  |  | REM
| - | #N/A | #N/A | #N/A | Material Claiming | 0 |  |  | #N/A |  |  |  | 0 |  |  | SLM |  |  | REM
| - | #N/A | #N/A | #N/A | Material Claiming | 0 |  |  | #N/A |  |  |  | 0 |  |  | SLM |  |  | REM
| - | #N/A | #N/A | #N/A | Material Claiming | 0 |  |  | #N/A |  |  |  | 0 |  |  | SLM |  |  | REM
| - | #N/A | #N/A | #N/A | Material Claiming | 0 |  |  | #N/A |  |  |  | 0 |  |  | SLM |  |  | REM
| - | #N/A | #N/A | #N/A | Material Claiming | 0 |  |  | #N/A |  |  |  | 0 |  |  | SLM |  |  | REM
| - | #N/A | #N/A | #N/A | Material Claiming | 0 |  |  | #N/A |  |  |  | 0 |  |  | SLM |  |  | REM
| - | #N/A | #N/A | #N/A | Material Claiming | 0 |  |  | #N/A |  |  |  | 0 |  |  | SLM |  |  | REM
| - | #N/A | #N/A | #N/A | Material Claiming | 0 |  |  | #N/A |  |  |  | 0 |  |  | SLM |  |  | REM
| - | #N/A | #N/A | #N/A | Material Claiming | 0 |  |  | #N/A |  |  |  | 0 |  |  | SLM |  |  | REM
| - | #N/A | #N/A | #N/A | Material Claiming | 0 |  |  | #N/A |  |  |  | 0 |  |  | SLM |  |  | REM
| - | #N/A | #N/A | #N/A | Material Claiming | 0 |  |  | #N/A |  |  |  | 0 |  |  | SLM |  |  | REM
| - | #N/A | #N/A | #N/A | Material Claiming | 0 |  |  | #N/A |  |  |  | 0 |  |  | SLM |  |  | REM
| - | #N/A | #N/A | #N/A | Material Claiming | 0 |  |  | #N/A |  |  |  | 0 |  |  | SLM |  |  | REM
| - | #N/A | #N/A | #N/A | Material Claiming | 0 |  |  | #N/A |  |  |  | 0 |  |  | SLM |  |  | REM
| - | #N/A | #N/A | #N/A | Material Claiming | 0 |  |  | #N/A |  |  |  | 0 |  |  | SLM |  |  | REM
| - | #N/A | #N/A | #N/A | Material Claiming | 0 |  |  | #N/A |  |  |  | 0 |  |  | SLM |  |  | REM
| - | #N/A | #N/A | #N/A | Material Claiming | 0 |  |  | #N/A |  |  |  | 0 |  |  | SLM |  |  | REM
| - | #N/A | #N/A | #N/A | Material Claiming | 0 |  |  | #N/A |  |  |  | 0 |  |  | SLM |  |  | REM
| - | #N/A | #N/A | #N/A | Material Claiming | 0 |  |  | #N/A |  |  |  | 0 |  |  | SLM |  |  | REM
| - | #N/A | #N/A | #N/A | Material Claiming | 0 |  |  | #N/A |  |  |  | 0 |  |  | SLM |  |  | REM
| - | #N/A | #N/A | #N/A | Material Claiming | 0 |  |  | #N/A |  |  |  | 0 |  |  | SLM |  |  | REM
| - | #N/A | #N/A | #N/A | Material Claiming | 0 |  |  | #N/A |  |  |  | 0 |  |  | SLM |  |  | REM
| - | #N/A | #N/A | #N/A | Material Claiming | 0 |  |  | #N/A |  |  |  | 0 |  |  | SLM |  |  | REM
| - | #N/A | #N/A | #N/A | Material Claiming | 0 |  |  | #N/A |  |  |  | 0 |  |  | SLM |  |  | REM
| - | #N/A | #N/A | #N/A | Material Claiming | 0 |  |  | #N/A |  |  |  | 0 |  |  | SLM |  |  | REM
| - | #N/A | #N/A | #N/A | Material Claiming | 0 |  |  | #N/A |  |  |  | 0 |  |  | SLM |  |  | REM
| - | #N/A | #N/A | #N/A | Material Claiming | 0 |  |  | #N/A |  |  |  | 0 |  |  | SLM |  |  | REM
| - | #N/A | #N/A | #N/A | Material Claiming | 0 |  |  | #N/A |  |  |  | 0 |  |  | SLM |  |  | REM
| - | #N/A | #N/A | #N/A | Material Claiming | 0 |  |  | #N/A |  |  |  | 0 |  |  | SLM |  |  | REM
| - | #N/A | #N/A | #N/A | Material Claiming | 0 |  |  | #N/A |  |  |  | 0 |  |  | SLM |  |  | REM
| - | #N/A | #N/A | #N/A | Material Claiming | 0 |  |  | #N/A |  |  |  | 0 |  |  | SLM |  |  | REM
| - | #N/A | #N/A | #N/A | Material Claiming | 0 |  |  | #N/A |  |  |  | 0 |  |  | SLM |  |  | REM
| - | #N/A | #N/A | #N/A | Material Claiming | 0 |  |  | #N/A |  |  |  | 0 |  |  | SLM |  |  | REM
| - | #N/A | #N/A | #N/A | Material Claiming | 0 |  |  | #N/A |  |  |  | 0 |  |  | SLM |  |  | REM
| - | #N/A | #N/A | #N/A | Material Claiming | 0 |  |  | #N/A |  |  |  | 0 |  |  | SLM |  |  | REM
| - | #N/A | #N/A | #N/A | Material Claiming | 0 |  |  | #N/A |  |  |  | 0 |  |  | SLM |  |  | REM
| - | #N/A | #N/A | #N/A | Material Claiming | 0 |  |  | #N/A |  |  |  | 0 |  |  | SLM |  |  | REM
| - | #N/A | #N/A | #N/A | Material Claiming | 0 |  |  | #N/A |  |  |  | 0 |  |  | SLM |  |  | REM
| - | #N/A | #N/A | #N/A | Material Claiming | 0 |  |  | #N/A |  |  |  | 0 |  |  | SLM |  |  | REM
| - | #N/A | #N/A | #N/A | Material Claiming | 0 |  |  | #N/A |  |  |  | 0 |  |  | SLM |  |  | REM
| - | #N/A | #N/A | #N/A | Material Claiming | 0 |  |  | #N/A |  |  |  | 0 |  |  | SLM |  |  | REM
| - | #N/A | #N/A | #N/A | Material Claiming | 0 |  |  | #N/A |  |  |  | 0 |  |  | SLM |  |  | REM
| - | #N/A | #N/A | #N/A | Material Claiming | 0 |  |  | #N/A |  |  |  | 0 |  |  | SLM |  |  | REM
| - | #N/A | #N/A | #N/A | Material Claiming | 0 |  |  | #N/A |  |  |  | 0 |  |  | SLM |  |  | REM
| - | #N/A | #N/A | #N/A | Material Claiming | 0 |  |  | #N/A |  |  |  | 0 |  |  | SLM |  |  | REM
| - | #N/A | #N/A | #N/A | Material Claiming | 0 |  |  | #N/A |  |  |  | 0 |  |  | SLM |  |  | REM
| - | #N/A | #N/A | #N/A | Material Claiming | 0 |  |  | #N/A |  |  |  | 0 |  |  | SLM |  |  | REM
| - | #N/A | #N/A | #N/A | Material Claiming | 0 |  |  | #N/A |  |  |  | 0 |  |  | SLM |  |  | REM
| - | #N/A | #N/A | #N/A | Material Claiming | 0 |  |  | #N/A |  |  |  | 0 |  |  | SLM |  |  | REM
| - | #N/A | #N/A | #N/A | Material Claiming | 0 |  |  | #N/A |  |  |  | 0 |  |  | SLM |  |  | REM
| - | #N/A | #N/A | #N/A | Material Claiming | 0 |  |  | #N/A |  |  |  | 0 |  |  | SLM |  |  | REM
| - | #N/A | #N/A | #N/A | Material Claiming | 0 |  |  | #N/A |  |  |  | 0 |  |  | SLM |  |  | REM
| - | #N/A | #N/A | #N/A | Material Claiming | 0 |  |  | #N/A |  |  |  | 0 |  |  | SLM |  |  | REM
| - | #N/A | #N/A | #N/A | Material Claiming | 0 |  |  | #N/A |  |  |  | 0 |  |  | SLM |  |  | REM
| - | #N/A | #N/A | #N/A | Material Claiming | 0 |  |  | #N/A |  |  |  | 0 |  |  | SLM |  |  | REM
| - | #N/A | #N/A | #N/A | Material Claiming | 0 |  |  | #N/A |  |  |  | 0 |  |  | SLM |  |  | REM
| - | #N/A | #N/A | #N/A | Material Claiming | 0 |  |  | #N/A |  |  |  | 0 |  |  | SLM |  |  | REM
| - | #N/A | #N/A | #N/A | Material Claiming | 0 |  |  | #N/A |  |  |  | 0 |  |  | SLM |  |  | REM
| - | #N/A | #N/A | #N/A | Material Claiming | 0 |  |  | #N/A |  |  |  | 0 |  |  | SLM |  |  | REM
| - | #N/A | #N/A | #N/A | Material Claiming | 0 |  |  | #N/A |  |  |  | 0 |  |  | SLM |  |  | REM
| - | #N/A | #N/A | #N/A | Material Claiming | 0 |  |  | #N/A |  |  |  | 0 |  |  | SLM |  |  | REM
| - | #N/A | #N/A | #N/A | Material Claiming | 0 |  |  | #N/A |  |  |  | 0 |  |  | SLM |  |  | REM
| - | #N/A | #N/A | #N/A | Material Claiming | 0 |  |  | #N/A |  |  |  | 0 |  |  | SLM |  |  | REM
| - | #N/A | #N/A | #N/A | Material Claiming | 0 |  |  | #N/A |  |  |  | 0 |  |  | SLM |  |  | REM
| - | #N/A | #N/A | #N/A | Material Claiming | 0 |  |  | #N/A |  |  |  | 0 |  |  | SLM |  |  | REM
| - | #N/A | #N/A | #N/A | Material Claiming | 0 |  |  | #N/A |  |  |  | 0 |  |  | SLM |  |  | REM
| - | #N/A | #N/A | #N/A | Material Claiming | 0 |  |  | #N/A |  |  |  | 0 |  |  | SLM |  |  | REM
| - | #N/A | #N/A | #N/A | Material Claiming | 0 |  |  | #N/A |  |  |  | 0 |  |  | SLM |  |  | REM
| - | #N/A | #N/A | #N/A | Material Claiming | 0 |  |  | #N/A |  |  |  | 0 |  |  | SLM |  |  | REM
| - | #N/A | #N/A | #N/A | Material Claiming | 0 |  |  | #N/A |  |  |  | 0 |  |  | SLM |  |  | REM
| - | #N/A | #N/A | #N/A | Material Claiming | 0 |  |  | #N/A |  |  |  | 0 |  |  | SLM |  |  | REM
| - | #N/A | #N/A | #N/A | Material Claiming | 0 |  |  | #N/A |  |  |  | 0 |  |  | SLM |  |  | REM
| - | #N/A | #N/A | #N/A | Material Claiming | 0 |  |  | #N/A |  |  |  | 0 |  |  | SLM |  |  | REM
| - | #N/A | #N/A | #N/A | Material Claiming | 0 |  |  | #N/A |  |  |  | 0 |  |  | SLM |  |  | REM
| - | #N/A | #N/A | #N/A | Material Claiming | 0 |  |  | #N/A |  |  |  | 0 |  |  | SLM |  |  | REM
| - | #N/A | #N/A | #N/A | Material Claiming | 0 |  |  | #N/A |  |  |  | 0 |  |  | SLM |  |  | REM
| - | #N/A | #N/A | #N/A | Material Claiming | 0 |  |  | #N/A |  |  |  | 0 |  |  | SLM |  |  | REM
| - | #N/A | #N/A | #N/A | Material Claiming | 0 |  |  | #N/A |  |  |  | 0 |  |  | SLM |  |  | REM
| - | #N/A | #N/A | #N/A | Material Claiming | 0 |  |  | #N/A |  |  |  | 0 |  |  | SLM |  |  | REM
| - | #N/A | #N/A | #N/A | Material Claiming | 0 |  |  | #N/A |  |  |  | 0 |  |  | SLM |  |  | REM
| - | #N/A | #N/A | #N/A | Material Claiming | 0 |  |  | #N/A |  |  |  | 0 |  |  | SLM |  |  | REM
| - | #N/A | #N/A | #N/A | Material Claiming | 0 |  |  | #N/A |  |  |  | 0 |  |  | SLM |  |  | REM
| - | #N/A | #N/A | #N/A | Material Claiming | 0 |  |  | #N/A |  |  |  | 0 |  |  | SLM |  |  | REM
| - | #N/A | #N/A | #N/A | Material Claiming | 0 |  |  | #N/A |  |  |  | 0 |  |  | SLM |  |  | REM
| - | #N/A | #N/A | #N/A | Material Claiming | 0 |  |  | #N/A |  |  |  | 0 |  |  | SLM |  |  | REM
| - | #N/A | #N/A | #N/A | Material Claiming | 0 |  |  | #N/A |  |  |  | 0 |  |  | SLM |  |  | REM
| - | #N/A | #N/A | #N/A | Material Claiming | 0 |  |  | #N/A |  |  |  | 0 |  |  | SLM |  |  | REM
| - | #N/A | #N/A | #N/A | Material Claiming | 0 |  |  | #N/A |  |  |  | 0 |  |  | SLM |  |  | REM
| - | #N/A | #N/A | #N/A | Material Claiming | 0 |  |  | #N/A |  |  |  | 0 |  |  | SLM |  |  | REM
| - | #N/A | #N/A | #N/A | Material Claiming | 0 |  |  | #N/A |  |  |  | 0 |  |  | SLM |  |  | REM
| - | #N/A | #N/A | #N/A | Material Claiming | 0 |  |  | #N/A |  |  |  | 0 |  |  | SLM |  |  | REM
| - | #N/A | #N/A | #N/A | Material Claiming | 0 |  |  | #N/A |  |  |  | 0 |  |  | SLM |  |  | REM
| - | #N/A | #N/A | #N/A | Material Claiming | 0 |  |  | #N/A |  |  |  | 0 |  |  | SLM |  |  | REM
| - | #N/A | #N/A | #N/A | Material Claiming | 0 |  |  | #N/A |  |  |  | 0 |  |  | SLM |  |  | REM
| - | #N/A | #N/A | #N/A | Material Claiming | 0 |  |  | #N/A |  |  |  | 0 |  |  | SLM |  |  | REM
| - | #N/A | #N/A | #N/A | Material Claiming | 0 |  |  | #N/A |  |  |  | 0 |  |  | SLM |  |  | REM
| - | #N/A | #N/A | #N/A | Material Claiming | 0 |  |  | #N/A |  |  |  | 0 |  |  | SLM |  |  | REM
| - | #N/A | #N/A | #N/A | Material Claiming | 0 |  |  | #N/A |  |  |  | 0 |  |  | SLM |  |  | REM
| - | #N/A | #N/A | #N/A | Material Claiming | 0 |  |  | #N/A |  |  |  | 0 |  |  | SLM |  |  | REM
| - | #N/A | #N/A | #N/A | Material Claiming | 0 |  |  | #N/A |  |  |  | 0 |  |  | SLM |  |  | REM
| - | #N/A | #N/A | #N/A | Material Claiming | 0 |  |  | #N/A |  |  |  | 0 |  |  | SLM |  |  | REM
| - | #N/A | #N/A | #N/A | Material Claiming | 0 |  |  | #N/A |  |  |  | 0 |  |  | SLM |  |  | REM
| - | #N/A | #N/A | #N/A | Material Claiming | 0 |  |  | #N/A |  |  |  | 0 |  |  | SLM |  |  | REM
| - | #N/A | #N/A | #N/A | Material Claiming | 0 |  |  | #N/A |  |  |  | 0 |  |  | SLM |  |  | REM
| - | #N/A | #N/A | #N/A | Material Claiming | 0 |  |  | #N/A |  |  |  | 0 |  |  | SLM |  |  | REM
| - | #N/A | #N/A | #N/A | Material Claiming | 0 |  |  | #N/A |  |  |  | 0 |  |  | SLM |  |  | REM
| - | #N/A | #N/A | #N/A | Material Claiming | 0 |  |  | #N/A |  |  |  | 0 |  |  | SLM |  |  | REM
| - | #N/A | #N/A | #N/A | Material Claiming | 0 |  |  | #N/A |  |  |  | 0 |  |  | SLM |  |  | REM
| - | #N/A | #N/A | #N/A | Material Claiming | 0 |  |  | #N/A |  |  |  | 0 |  |  | SLM |  |  | REM
| - | #N/A | #N/A | #N/A | Material Claiming | 0 |  |  | #N/A |  |  |  | 0 |  |  | SLM |  |  | REM
| - | #N/A | #N/A | #N/A | Material Claiming | 0 |  |  | #N/A |  |  |  | 0 |  |  | SLM |  |  | REM
| - | #N/A | #N/A | #N/A | Material Claiming | 0 |  |  | #N/A |  |  |  | 0 |  |  | SLM |  |  | REM
| - | #N/A | #N/A | #N/A | Material Claiming | 0 |  |  | #N/A |  |  |  | 0 |  |  | SLM |  |  | REM
| - | #N/A | #N/A | #N/A | Material Claiming | 0 |  |  | #N/A |  |  |  | 0 |  |  | SLM |  |  | REM
| - | #N/A | #N/A | #N/A | Material Claiming | 0 |  |  | #N/A |  |  |  | 0 |  |  | SLM |  |  | REM
| - | #N/A | #N/A | #N/A | Material Claiming | 0 |  |  | #N/A |  |  |  | 0 |  |  | SLM |  |  | REM
| - | #N/A | #N/A | #N/A | Material Claiming | 0 |  |  | #N/A |  |  |  | 0 |  |  | SLM |  |  | REM
| - | #N/A | #N/A | #N/A | Material Claiming | 0 |  |  | #N/A |  |  |  | 0 |  |  | SLM |  |  | REM
| - | #N/A | #N/A | #N/A | Material Claiming | 0 |  |  | #N/A |  |  |  | 0 |  |  | SLM |  |  | REM
| - | #N/A | #N/A | #N/A | Material Claiming | 0 |  |  | #N/A |  |  |  | 0 |  |  | SLM |  |  | REM
| - | #N/A | #N/A | #N/A | Material Claiming | 0 |  |  | #N/A |  |  |  | 0 |  |  | SLM |  |  | REM
| - | #N/A | #N/A | #N/A | Material Claiming | 0 |  |  | #N/A |  |  |  | 0 |  |  | SLM |  |  | REM
| - | #N/A | #N/A | #N/A | Material Claiming | 0 |  |  | #N/A |  |  |  | 0 |  |  | SLM |  |  | REM
| - | #N/A | #N/A | #N/A | Material Claiming | 0 |  |  | #N/A |  |  |  | 0 |  |  | SLM |  |  | REM
| - | #N/A | #N/A | #N/A | Material Claiming | 0 |  |  | #N/A |  |  |  | 0 |  |  | SLM |  |  | REM
| - | #N/A | #N/A | #N/A | Material Claiming | 0 |  |  | #N/A |  |  |  | 0 |  |  | SLM |  |  | REM
| - | #N/A | #N/A | #N/A | Material Claiming | 0 |  |  | #N/A |  |  |  | 0 |  |  | SLM |  |  | REM
| - | #N/A | #N/A | #N/A | Material Claiming | 0 |  |  | #N/A |  |  |  | 0 |  |  | SLM |  |  | REM
| - | #N/A | #N/A | #N/A | Material Claiming | 0 |  |  | #N/A |  |  |  | 0 |  |  | SLM |  |  | REM
| - | #N/A | #N/A | #N/A | Material Claiming | 0 |  |  | #N/A |  |  |  | 0 |  |  | SLM |  |  | REM
| - | #N/A | #N/A | #N/A | Material Claiming | 0 |  |  | #N/A |  |  |  | 0 |  |  | SLM |  |  | REM
| - | #N/A | #N/A | #N/A | Material Claiming | 0 |  |  | #N/A |  |  |  | 0 |  |  | SLM |  |  | REM
| - | #N/A | #N/A | #N/A | Material Claiming | 0 |  |  | #N/A |  |  |  | 0 |  |  | SLM |  |  | REM
| - | #N/A | #N/A | #N/A | Material Claiming | 0 |  |  | #N/A |  |  |  | 0 |  |  | SLM |  |  | REM
| - | #N/A | #N/A | #N/A | Material Claiming | 0 |  |  | #N/A |  |  |  | 0 |  |  | SLM |  |  | REM
| - | #N/A | #N/A | #N/A | Material Claiming | 0 |  |  | #N/A |  |  |  | 0 |  |  | SLM |  |  | REM
| - | #N/A | #N/A | #N/A | Material Claiming | 0 |  |  | #N/A |  |  |  | 0 |  |  | SLM |  |  | REM
| - | #N/A | #N/A | #N/A | Material Claiming | 0 |  |  | #N/A |  |  |  | 0 |  |  | SLM |  |  | REM
| - | #N/A | #N/A | #N/A | Material Claiming | 0 |  |  | #N/A |  |  |  | 0 |  |  | SLM |  |  | REM
| - | #N/A | #N/A | #N/A | Material Claiming | 0 |  |  | #N/A |  |  |  | 0 |  |  | SLM |  |  | REM
| - | #N/A | #N/A | #N/A | Material Claiming | 0 |  |  | #N/A |  |  |  | 0 |  |  | SLM |  |  | REM
| - | #N/A | #N/A | #N/A | Material Claiming | 0 |  |  | #N/A |  |  |  | 0 |  |  | SLM |  |  | REM
| - | #N/A | #N/A | #N/A | Material Claiming | 0 |  |  | #N/A |  |  |  | 0 |  |  | SLM |  |  | REM
| - | #N/A | #N/A | #N/A | Material Claiming | 0 |  |  | #N/A |  |  |  | 0 |  |  | SLM |  |  | REM
| - | #N/A | #N/A | #N/A | Material Claiming | 0 |  |  | #N/A |  |  |  | 0 |  |  | SLM |  |  | REM
| - | #N/A | #N/A | #N/A | Material Claiming | 0 |  |  | #N/A |  |  |  | 0 |  |  | SLM |  |  | REM
| - | #N/A | #N/A | #N/A | Material Claiming | 0 |  |  | #N/A |  |  |  | 0 |  |  | SLM |  |  | REM
| - | #N/A | #N/A | #N/A | Material Claiming | 0 |  |  | #N/A |  |  |  | 0 |  |  | SLM |  |  | REM
| - | #N/A | #N/A | #N/A | Material Claiming | 0 |  |  | #N/A |  |  |  | 0 |  |  | SLM |  |  | REM
| - | #N/A | #N/A | #N/A | Material Claiming | 0 |  |  | #N/A |  |  |  | 0 |  |  | SLM |  |  | REM
| - | #N/A | #N/A | #N/A | Material Claiming | 0 |  |  | #N/A |  |  |  | 0 |  |  | SLM |  |  | REM
| - | #N/A | #N/A | #N/A | Material Claiming | 0 |  |  | #N/A |  |  |  | 0 |  |  | SLM |  |  | REM
| - | #N/A | #N/A | #N/A | Material Claiming | 0 |  |  | #N/A |  |  |  | 0 |  |  | SLM |  |  | REM
| - | #N/A | #N/A | #N/A | Material Claiming | 0 |  |  | #N/A |  |  |  | 0 |  |  | SLM |  |  | REM
| - | #N/A | #N/A | #N/A | Material Claiming | 0 |  |  | #N/A |  |  |  | 0 |  |  | SLM |  |  | REM
| - | #N/A | #N/A | #N/A | Material Claiming | 0 |  |  | #N/A |  |  |  | 0 |  |  | SLM |  |  | REM
| - | #N/A | #N/A | #N/A | Material Claiming | 0 |  |  | #N/A |  |  |  | 0 |  |  | SLM |  |  | REM
| - | #N/A | #N/A | #N/A | Material Claiming | 0 |  |  | #N/A |  |  |  | 0 |  |  | SLM |  |  | REM
| - | #N/A | #N/A | #N/A | Material Claiming | 0 |  |  | #N/A |  |  |  | 0 |  |  | SLM |  |  | REM
| - | #N/A | #N/A | #N/A | Material Claiming | 0 |  |  | #N/A |  |  |  | 0 |  |  | SLM |  |  | REM
| - | #N/A | #N/A | #N/A | Material Claiming | 0 |  |  | #N/A |  |  |  | 0 |  |  | SLM |  |  | REM
| - | #N/A | #N/A | #N/A | Material Claiming | 0 |  |  | #N/A |  |  |  | 0 |  |  | SLM |  |  | REM
| - | #N/A | #N/A | #N/A | Material Claiming | 0 |  |  | #N/A |  |  |  | 0 |  |  | SLM |  |  | REM
| - | #N/A | #N/A | #N/A | Material Claiming | 0 |  |  | #N/A |  |  |  | 0 |  |  | SLM |  |  | REM
| - | #N/A | #N/A | #N/A | Material Claiming | 0 |  |  | #N/A |  |  |  | 0 |  |  | SLM |  |  | REM
| - | #N/A | #N/A | #N/A | Material Claiming | 0 |  |  | #N/A |  |  |  | 0 |  |  | SLM |  |  | REM
| - | #N/A | #N/A | #N/A | Material Claiming | 0 |  |  | #N/A |  |  |  | 0 |  |  | SLM |  |  | REM
| - | #N/A | #N/A | #N/A | Material Claiming | 0 |  |  | #N/A |  |  |  | 0 |  |  | SLM |  |  | REM
| - | #N/A | #N/A | #N/A | Material Claiming | 0 |  |  | #N/A |  |  |  | 0 |  |  | SLM |  |  | REM
| - | #N/A | #N/A | #N/A | Material Claiming | 0 |  |  | #N/A |  |  |  | 0 |  |  | SLM |  |  | REM
| - | #N/A | #N/A | #N/A | Material Claiming | 0 |  |  | #N/A |  |  |  | 0 |  |  | SLM |  |  | REM
| - | #N/A | #N/A | #N/A | Material Claiming | 0 |  |  | #N/A |  |  |  | 0 |  |  | SLM |  |  | REM
| - | #N/A | #N/A | #N/A | Material Claiming | 0 |  |  | #N/A |  |  |  | 0 |  |  | SLM |  |  | REM
| - | #N/A | #N/A | #N/A | Material Claiming | 0 |  |  | #N/A |  |  |  | 0 |  |  | SLM |  |  | REM
| - | #N/A | #N/A | #N/A | Material Claiming | 0 |  |  | #N/A |  |  |  | 0 |  |  | SLM |  |  | REM
| - | #N/A | #N/A | #N/A | Material Claiming | 0 |  |  | #N/A |  |  |  | 0 |  |  | SLM |  |  | REM
| - | #N/A | #N/A | #N/A | Material Claiming | 0 |  |  | #N/A |  |  |  | 0 |  |  | SLM |  |  | REM
| - | #N/A | #N/A | #N/A | Material Claiming | 0 |  |  | #N/A |  |  |  | 0 |  |  | SLM |  |  | REM
| - | #N/A | #N/A | #N/A | Material Claiming | 0 |  |  | #N/A |  |  |  | 0 |  |  | SLM |  |  | REM
| - | #N/A | #N/A | #N/A | Material Claiming | 0 |  |  | #N/A |  |  |  | 0 |  |  | SLM |  |  | REM
| - | #N/A | #N/A | #N/A | Material Claiming | 0 |  |  | #N/A |  |  |  | 0 |  |  | SLM |  |  | REM
| - | #N/A | #N/A | #N/A | Material Claiming | 0 |  |  | #N/A |  |  |  | 0 |  |  | SLM |  |  | REM
| - | #N/A | #N/A | #N/A | Material Claiming | 0 |  |  | #N/A |  |  |  | 0 |  |  | SLM |  |  | REM
| - | #N/A | #N/A | #N/A | Material Claiming | 0 |  |  | #N/A |  |  |  | 0 |  |  | SLM |  |  | REM
| - | #N/A | #N/A | #N/A | Material Claiming | 0 |  |  | #N/A |  |  |  | 0 |  |  | SLM |  |  | REM
| - | #N/A | #N/A | #N/A | Material Claiming | 0 |  |  | #N/A |  |  |  | 0 |  |  | SLM |  |  | REM
| - | #N/A | #N/A | #N/A | Material Claiming | 0 |  |  | #N/A |  |  |  | 0 |  |  | SLM |  |  | REM
| - | #N/A | #N/A | #N/A | Material Claiming | 0 |  |  | #N/A |  |  |  | 0 |  |  | SLM |  |  | REM
| - | #N/A | #N/A | #N/A | Material Claiming | 0 |  |  | #N/A |  |  |  | 0 |  |  | SLM |  |  | REM
| - | #N/A | #N/A | #N/A | Material Claiming | 0 |  |  | #N/A |  |  |  | 0 |  |  | SLM |  |  | REM
| - | #N/A | #N/A | #N/A | Material Claiming | 0 |  |  | #N/A |  |  |  | 0 |  |  | SLM |  |  | REM
| - | #N/A | #N/A | #N/A | Material Claiming | 0 |  |  | #N/A |  |  |  | 0 |  |  | SLM |  |  | REM
| - | #N/A | #N/A | #N/A | Material Claiming | 0 |  |  | #N/A |  |  |  | 0 |  |  | SLM |  |  | REM
| - | #N/A | #N/A | #N/A | Material Claiming | 0 |  |  | #N/A |  |  |  | 0 |  |  | SLM |  |  | REM
| - | #N/A | #N/A | #N/A | Material Claiming | 0 |  |  | #N/A |  |  |  | 0 |  |  | SLM |  |  | REM
| - | #N/A | #N/A | #N/A | Material Claiming | 0 |  |  | #N/A |  |  |  | 0 |  |  | SLM |  |  | REM
| - | #N/A | #N/A | #N/A | Material Claiming | 0 |  |  | #N/A |  |  |  | 0 |  |  | SLM |  |  | REM
| - | #N/A | #N/A | #N/A | Material Claiming | 0 |  |  | #N/A |  |  |  | 0 |  |  | SLM |  |  | REM
| - | #N/A | #N/A | #N/A | Material Claiming | 0 |  |  | #N/A |  |  |  | 0 |  |  | SLM |  |  | REM
| - | #N/A | #N/A | #N/A | Material Claiming | 0 |  |  | #N/A |  |  |  | 0 |  |  | SLM |  |  | REM
| - | #N/A | #N/A | #N/A | Material Claiming | 0 |  |  | #N/A |  |  |  | 0 |  |  | SLM |  |  | REM
| - | #N/A | #N/A | #N/A | Material Claiming | 0 |  |  | #N/A |  |  |  | 0 |  |  | SLM |  |  | REM
| - | #N/A | #N/A | #N/A | Material Claiming | 0 |  |  | #N/A |  |  |  | 0 |  |  | SLM |  |  | REM
| - | #N/A | #N/A | #N/A | Material Claiming | 0 |  |  | #N/A |  |  |  | 0 |  |  | SLM |  |  | REM
| - | #N/A | #N/A | #N/A | Material Claiming | 0 |  |  | #N/A |  |  |  | 0 |  |  | SLM |  |  | REM
| - | #N/A | #N/A | #N/A | Material Claiming | 0 |  |  | #N/A |  |  |  | 0 |  |  | SLM |  |  | REM
| - | #N/A | #N/A | #N/A | Material Claiming | 0 |  |  | #N/A |  |  |  | 0 |  |  | SLM |  |  | REM
| - | #N/A | #N/A | #N/A | Material Claiming | 0 |  |  | #N/A |  |  |  | 0 |  |  | SLM |  |  | REM
| - | #N/A | #N/A | #N/A | Material Claiming | 0 |  |  | #N/A |  |  |  | 0 |  |  | SLM |  |  | REM
| - | #N/A | #N/A | #N/A | Material Claiming | 0 |  |  | #N/A |  |  |  | 0 |  |  | SLM |  |  | REM
| - | #N/A | #N/A | #N/A | Material Claiming | 0 |  |  | #N/A |  |  |  | 0 |  |  | SLM |  |  | REM
| - | #N/A | #N/A | #N/A | Material Claiming | 0 |  |  | #N/A |  |  |  | 0 |  |  | SLM |  |  | REM
| - | #N/A | #N/A | #N/A | Material Claiming | 0 |  |  | #N/A |  |  |  | 0 |  |  | SLM |  |  | REM
| - | #N/A | #N/A | #N/A | Material Claiming | 0 |  |  | #N/A |  |  |  | 0 |  |  | SLM |  |  | REM
| - | #N/A | #N/A | #N/A | Material Claiming | 0 |  |  | #N/A |  |  |  | 0 |  |  | SLM |  |  | REM
| - | #N/A | #N/A | #N/A | Material Claiming | 0 |  |  | #N/A |  |  |  | 0 |  |  | SLM |  |  | REM
| - | #N/A | #N/A | #N/A | Material Claiming | 0 |  |  | #N/A |  |  |  | 0 |  |  | SLM |  |  | REM
| - | #N/A | #N/A | #N/A | Material Claiming | 0 |  |  | #N/A |  |  |  | 0 |  |  | SLM |  |  | REM
| - | #N/A | #N/A | #N/A | Material Claiming | 0 |  |  | #N/A |  |  |  | 0 |  |  | SLM |  |  | REM
| - | #N/A | #N/A | #N/A | Material Claiming | 0 |  |  | #N/A |  |  |  | 0 |  |  | SLM |  |  | REM
| - | #N/A | #N/A | #N/A | Material Claiming | 0 |  |  | #N/A |  |  |  | 0 |  |  | SLM |  |  | REM
| - | #N/A | #N/A | #N/A | Material Claiming | 0 |  |  | #N/A |  |  |  | 0 |  |  | SLM |  |  | REM
| - | #N/A | #N/A | #N/A | Material Claiming | 0 |  |  | #N/A |  |  |  | 0 |  |  | SLM |  |  | REM
| - | #N/A | #N/A | #N/A | Material Claiming | 0 |  |  | #N/A |  |  |  | 0 |  |  | SLM |  |  | REM
| - | #N/A | #N/A | #N/A | Material Claiming | 0 |  |  | #N/A |  |  |  | 0 |  |  | SLM |  |  | REM
| - | #N/A | #N/A | #N/A | Material Claiming | 0 |  |  | #N/A |  |  |  | 0 |  |  | SLM |  |  | REM
| - | #N/A | #N/A | #N/A | Material Claiming | 0 |  |  | #N/A |  |  |  | 0 |  |  | SLM |  |  | REM
| - | #N/A | #N/A | #N/A | Material Claiming | 0 |  |  | #N/A |  |  |  | 0 |  |  | SLM |  |  | REM
| - | #N/A | #N/A | #N/A | Material Claiming | 0 |  |  | #N/A |  |  |  | 0 |  |  | SLM |  |  | REM
| - | #N/A | #N/A | #N/A | Material Claiming | 0 |  |  | #N/A |  |  |  | 0 |  |  | SLM |  |  | REM
| - | #N/A | #N/A | #N/A | Material Claiming | 0 |  |  | #N/A |  |  |  | 0 |  |  | SLM |  |  | REM
| - | #N/A | #N/A | #N/A | Material Claiming | 0 |  |  | #N/A |  |  |  | 0 |  |  | SLM |  |  | REM
| - | #N/A | #N/A | #N/A | Material Claiming | 0 |  |  | #N/A |  |  |  | 0 |  |  | SLM |  |  | REM
| - | #N/A | #N/A | #N/A | Material Claiming | 0 |  |  | #N/A |  |  |  | 0 |  |  | SLM |  |  | REM
| - | #N/A | #N/A | #N/A | Material Claiming | 0 |  |  | #N/A |  |  |  | 0 |  |  | SLM |  |  | REM
| - | #N/A | #N/A | #N/A | Material Claiming | 0 |  |  | #N/A |  |  |  | 0 |  |  | SLM |  |  | REM
| - | #N/A | #N/A | #N/A | Material Claiming | 0 |  |  | #N/A |  |  |  | 0 |  |  | SLM |  |  | REM
| - | #N/A | #N/A | #N/A | Material Claiming | 0 |  |  | #N/A |  |  |  | 0 |  |  | SLM |  |  | REM
| - | #N/A | #N/A | #N/A | Material Claiming | 0 |  |  | #N/A |  |  |  | 0 |  |  | SLM |  |  | REM
| - | #N/A | #N/A | #N/A | Material Claiming | 0 |  |  | #N/A |  |  |  | 0 |  |  | SLM |  |  | REM
| - | #N/A | #N/A | #N/A | Material Claiming | 0 |  |  | #N/A |  |  |  | 0 |  |  | SLM |  |  | REM
| - | #N/A | #N/A | #N/A | Material Claiming | 0 |  |  | #N/A |  |  |  | 0 |  |  | SLM |  |  | REM
| - | #N/A | #N/A | #N/A | Material Claiming | 0 |  |  | #N/A |  |  |  | 0 |  |  | SLM |  |  | REM
| - | #N/A | #N/A | #N/A | Material Claiming | 0 |  |  | #N/A |  |  |  | 0 |  |  | SLM |  |  | REM
| - | #N/A | #N/A | #N/A | Material Claiming | 0 |  |  | #N/A |  |  |  | 0 |  |  | SLM |  |  | REM
| - | #N/A | #N/A | #N/A | Material Claiming | 0 |  |  | #N/A |  |  |  | 0 |  |  | SLM |  |  | REM
| - | #N/A | #N/A | #N/A | Material Claiming | 0 |  |  | #N/A |  |  |  | 0 |  |  | SLM |  |  | REM
| - | #N/A | #N/A | #N/A | Material Claiming | 0 |  |  | #N/A |  |  |  | 0 |  |  | SLM |  |  | REM
| - | #N/A | #N/A | #N/A | Material Claiming | 0 |  |  | #N/A |  |  |  | 0 |  |  | SLM |  |  | REM
| - | #N/A | #N/A | #N/A | Material Claiming | 0 |  |  | #N/A |  |  |  | 0 |  |  | SLM |  |  | REM
| - | #N/A | #N/A | #N/A | Material Claiming | 0 |  |  | #N/A |  |  |  | 0 |  |  | SLM |  |  | REM
| - | #N/A | #N/A | #N/A | Material Claiming | 0 |  |  | #N/A |  |  |  | 0 |  |  | SLM |  |  | REM
| - | #N/A | #N/A | #N/A | Material Claiming | 0 |  |  | #N/A |  |  |  | 0 |  |  | SLM |  |  | REM
| - | #N/A | #N/A | #N/A | Material Claiming | 0 |  |  | #N/A |  |  |  | 0 |  |  | SLM |  |  | REM
| - | #N/A | #N/A | #N/A | Material Claiming | 0 |  |  | #N/A |  |  |  | 0 |  |  | SLM |  |  | REM
| - | #N/A | #N/A | #N/A | Material Claiming | 0 |  |  | #N/A |  |  |  | 0 |  |  | SLM |  |  | REM
| - | #N/A | #N/A | #N/A | Material Claiming | 0 |  |  | #N/A |  |  |  | 0 |  |  | SLM |  |  | REM
| - | #N/A | #N/A | #N/A | Material Claiming | 0 |  |  | #N/A |  |  |  | 0 |  |  | SLM |  |  | REM
| - | #N/A | #N/A | #N/A | Material Claiming | 0 |  |  | #N/A |  |  |  | 0 |  |  | SLM |  |  | REM
| - | #N/A | #N/A | #N/A | Material Claiming | 0 |  |  | #N/A |  |  |  | 0 |  |  | SLM |  |  | REM
| - | #N/A | #N/A | #N/A | Material Claiming | 0 |  |  | #N/A |  |  |  | 0 |  |  | SLM |  |  | REM
| - | #N/A | #N/A | #N/A | Material Claiming | 0 |  |  | #N/A |  |  |  | 0 |  |  | SLM |  |  | REM
| - | #N/A | #N/A | #N/A | Material Claiming | 0 |  |  | #N/A |  |  |  | 0 |  |  | SLM |  |  | REM
| - | #N/A | #N/A | #N/A | Material Claiming | 0 |  |  | #N/A |  |  |  | 0 |  |  | SLM |  |  | REM
| - | #N/A | #N/A | #N/A | Material Claiming | 0 |  |  | #N/A |  |  |  | 0 |  |  | SLM |  |  | REM
| - | #N/A | #N/A | #N/A | Material Claiming | 0 |  |  | #N/A |  |  |  | 0 |  |  | SLM |  |  | REM
| - | #N/A | #N/A | #N/A | Material Claiming | 0 |  |  | #N/A |  |  |  | 0 |  |  | SLM |  |  | REM
| - | #N/A | #N/A | #N/A | Material Claiming | 0 |  |  | #N/A |  |  |  | 0 |  |  | SLM |  |  | REM
| - | #N/A | #N/A | #N/A | Material Claiming | 0 |  |  | #N/A |  |  |  | 0 |  |  | SLM |  |  | REM
| - | #N/A | #N/A | #N/A | Material Claiming | 0 |  |  | #N/A |  |  |  | 0 |  |  | SLM |  |  | REM
| - | #N/A | #N/A | #N/A | Material Claiming | 0 |  |  | #N/A |  |  |  | 0 |  |  | SLM |  |  | REM
| - | #N/A | #N/A | #N/A | Material Claiming | 0 |  |  | #N/A |  |  |  | 0 |  |  | SLM |  |  | REM
| - | #N/A | #N/A | #N/A | Material Claiming | 0 |  |  | #N/A |  |  |  | 0 |  |  | SLM |  |  | REM
| - | #N/A | #N/A | #N/A | Material Claiming | 0 |  |  | #N/A |  |  |  | 0 |  |  | SLM |  |  | REM
| - | #N/A | #N/A | #N/A | Material Claiming | 0 |  |  | #N/A |  |  |  | 0 |  |  | SLM |  |  | REM
| - | #N/A | #N/A | #N/A | Material Claiming | 0 |  |  | #N/A |  |  |  | 0 |  |  | SLM |  |  | REM
| - | #N/A | #N/A | #N/A | Material Claiming | 0 |  |  | #N/A |  |  |  | 0 |  |  | SLM |  |  | REM
| - | #N/A | #N/A | #N/A | Material Claiming | 0 |  |  | #N/A |  |  |  | 0 |  |  | SLM |  |  | REM
| - | #N/A | #N/A | #N/A | Material Claiming | 0 |  |  | #N/A |  |  |  | 0 |  |  | SLM |  |  | REM
| - | #N/A | #N/A | #N/A | Material Claiming | 0 |  |  | #N/A |  |  |  | 0 |  |  | SLM |  |  | REM
| - | #N/A | #N/A | #N/A | Material Claiming | 0 |  |  | #N/A |  |  |  | 0 |  |  | SLM |  |  | REM
| - | #N/A | #N/A | #N/A | Material Claiming | 0 |  |  | #N/A |  |  |  | 0 |  |  | SLM |  |  | REM
| - | #N/A | #N/A | #N/A | Material Claiming | 0 |  |  | #N/A |  |  |  | 0 |  |  | SLM |  |  | REM
| - | #N/A | #N/A | #N/A | Material Claiming | 0 |  |  | #N/A |  |  |  | 0 |  |  | SLM |  |  | REM
| - | #N/A | #N/A | #N/A | Material Claiming | 0 |  |  | #N/A |  |  |  | 0 |  |  | SLM |  |  | REM
| - | #N/A | #N/A | #N/A | Material Claiming | 0 |  |  | #N/A |  |  |  | 0 |  |  | SLM |  |  | REM
| - | #N/A | #N/A | #N/A | Material Claiming | 0 |  |  | #N/A |  |  |  | 0 |  |  | SLM |  |  | REM
| - | #N/A | #N/A | #N/A | Material Claiming | 0 |  |  | #N/A |  |  |  | 0 |  |  | SLM |  |  | REM
| - | #N/A | #N/A | #N/A | Material Claiming | 0 |  |  | #N/A |  |  |  | 0 |  |  | SLM |  |  | REM
| - | #N/A | #N/A | #N/A | Material Claiming | 0 |  |  | #N/A |  |  |  | 0 |  |  | SLM |  |  | REM
| - | #N/A | #N/A | #N/A | Material Claiming | 0 |  |  | #N/A |  |  |  | 0 |  |  | SLM |  |  | REM
| - | #N/A | #N/A | #N/A | Material Claiming | 0 |  |  | #N/A |  |  |  | 0 |  |  | SLM |  |  | REM
| - | #N/A | #N/A | #N/A | Material Claiming | 0 |  |  | #N/A |  |  |  | 0 |  |  | SLM |  |  | REM
| - | #N/A | #N/A | #N/A | Material Claiming | 0 |  |  | #N/A |  |  |  | 0 |  |  | SLM |  |  | REM
| - | #N/A | #N/A | #N/A | Material Claiming | 0 |  |  | #N/A |  |  |  | 0 |  |  | SLM |  |  | REM
| - | #N/A | #N/A | #N/A | Material Claiming | 0 |  |  | #N/A |  |  |  | 0 |  |  | SLM |  |  | REM
| - | #N/A | #N/A | #N/A | Material Claiming | 0 |  |  | #N/A |  |  |  | 0 |  |  | SLM |  |  | REM
| - | #N/A | #N/A | #N/A | Material Claiming | 0 |  |  | #N/A |  |  |  | 0 |  |  | SLM |  |  | REM
| - | #N/A | #N/A | #N/A | Material Claiming | 0 |  |  | #N/A |  |  |  | 0 |  |  | SLM |  |  | REM
| - | #N/A | #N/A | #N/A | Material Claiming | 0 |  |  | #N/A |  |  |  | 0 |  |  | SLM |  |  | REM
| - | #N/A | #N/A | #N/A | Material Claiming | 0 |  |  | #N/A |  |  |  | 0 |  |  | SLM |  |  | REM
| - | #N/A | #N/A | #N/A | Material Claiming | 0 |  |  | #N/A |  |  |  | 0 |  |  | SLM |  |  | REM
| - | #N/A | #N/A | #N/A | Material Claiming | 0 |  |  | #N/A |  |  |  | 0 |  |  | SLM |  |  | REM
| - | #N/A | #N/A | #N/A | Material Claiming | 0 |  |  | #N/A |  |  |  | 0 |  |  | SLM |  |  | REM
| - | #N/A | #N/A | #N/A | Material Claiming | 0 |  |  | #N/A |  |  |  | 0 |  |  | SLM |  |  | REM
| - | #N/A | #N/A | #N/A | Material Claiming | 0 |  |  | #N/A |  |  |  | 0 |  |  | SLM |  |  | REM
| - | #N/A | #N/A | #N/A | Material Claiming | 0 |  |  | #N/A |  |  |  | 0 |  |  | SLM |  |  | REM
| - | #N/A | #N/A | #N/A | Material Claiming | 0 |  |  | #N/A |  |  |  | 0 |  |  | SLM |  |  | REM
| - | #N/A | #N/A | #N/A | Material Claiming | 0 |  |  | #N/A |  |  |  | 0 |  |  | SLM |  |  | REM
| - | #N/A | #N/A | #N/A | Material Claiming | 0 |  |  | #N/A |  |  |  | 0 |  |  | SLM |  |  | REM
| - | #N/A | #N/A | #N/A | Material Claiming | 0 |  |  | #N/A |  |  |  | 0 |  |  | SLM |  |  | REM
| - | #N/A | #N/A | #N/A | Material Claiming | 0 |  |  | #N/A |  |  |  | 0 |  |  | SLM |  |  | REM
| - | #N/A | #N/A | #N/A | Material Claiming | 0 |  |  | #N/A |  |  |  | 0 |  |  | SLM |  |  | REM
| - | #N/A | #N/A | #N/A | Material Claiming | 0 |  |  | #N/A |  |  |  | 0 |  |  | SLM |  |  | REM
| - | #N/A | #N/A | #N/A | Material Claiming | 0 |  |  | #N/A |  |  |  | 0 |  |  | SLM |  |  | REM
| - | #N/A | #N/A | #N/A | Material Claiming | 0 |  |  | #N/A |  |  |  | 0 |  |  | SLM |  |  | REM
| - | #N/A | #N/A | #N/A | Material Claiming | 0 |  |  | #N/A |  |  |  | 0 |  |  | SLM |  |  | REM
| - | #N/A | #N/A | #N/A | Material Claiming | 0 |  |  | #N/A |  |  |  | 0 |  |  | SLM |  |  | REM
| - | #N/A | #N/A | #N/A | Material Claiming | 0 |  |  | #N/A |  |  |  | 0 |  |  | SLM |  |  | REM
| - | #N/A | #N/A | #N/A | Material Claiming | 0 |  |  | #N/A |  |  |  | 0 |  |  | SLM |  |  | REM
| - | #N/A | #N/A | #N/A | Material Claiming | 0 |  |  | #N/A |  |  |  | 0 |  |  | SLM |  |  | REM
| - | #N/A | #N/A | #N/A | Material Claiming | 0 |  |  | #N/A |  |  |  | 0 |  |  | SLM |  |  | REM
| - | #N/A | #N/A | #N/A | Material Claiming | 0 |  |  | #N/A |  |  |  | 0 |  |  | SLM |  |  | REM
| - | #N/A | #N/A | #N/A | Material Claiming | 0 |  |  | #N/A |  |  |  | 0 |  |  | SLM |  |  | REM
| - | #N/A | #N/A | #N/A | Material Claiming | 0 |  |  | #N/A |  |  |  | 0 |  |  | SLM |  |  | REM
| - | #N/A | #N/A | #N/A | Material Claiming | 0 |  |  | #N/A |  |  |  | 0 |  |  | SLM |  |  | REM
| - | #N/A | #N/A | #N/A | Material Claiming | 0 |  |  | #N/A |  |  |  | 0 |  |  | SLM |  |  | REM
| - | #N/A | #N/A | #N/A | Material Claiming | 0 |  |  | #N/A |  |  |  | 0 |  |  | SLM |  |  | REM
| - | #N/A | #N/A | #N/A | Material Claiming | 0 |  |  | #N/A |  |  |  | 0 |  |  | SLM |  |  | REM
| - | #N/A | #N/A | #N/A | Material Claiming | 0 |  |  | #N/A |  |  |  | 0 |  |  | SLM |  |  | REM
| - | #N/A | #N/A | #N/A | Material Claiming | 0 |  |  | #N/A |  |  |  | 0 |  |  | SLM |  |  | REM
| - | #N/A | #N/A | #N/A | Material Claiming | 0 |  |  | #N/A |  |  |  | 0 |  |  | SLM |  |  | REM
| - | #N/A | #N/A | #N/A | Material Claiming | 0 |  |  | #N/A |  |  |  | 0 |  |  | SLM |  |  | REM
| - | #N/A | #N/A | #N/A | Material Claiming | 0 |  |  | #N/A |  |  |  | 0 |  |  | SLM |  |  | REM
| - | #N/A | #N/A | #N/A | Material Claiming | 0 |  |  | #N/A |  |  |  | 0 |  |  | SLM |  |  | REM
| - | #N/A | #N/A | #N/A | Material Claiming | 0 |  |  | #N/A |  |  |  | 0 |  |  | SLM |  |  | REM
| - | #N/A | #N/A | #N/A | Material Claiming | 0 |  |  | #N/A |  |  |  | 0 |  |  | SLM |  |  | REM
| - | #N/A | #N/A | #N/A | Material Claiming | 0 |  |  | #N/A |  |  |  | 0 |  |  | SLM |  |  | REM
| - | #N/A | #N/A | #N/A | Material Claiming | 0 |  |  | #N/A |  |  |  | 0 |  |  | SLM |  |  | REM
| - | #N/A | #N/A | #N/A | Material Claiming | 0 |  |  | #N/A |  |  |  | 0 |  |  | SLM |  |  | REM
| - | #N/A | #N/A | #N/A | Material Claiming | 0 |  |  | #N/A |  |  |  | 0 |  |  | SLM |  |  | REM
| - | #N/A | #N/A | #N/A | Material Claiming | 0 |  |  | #N/A |  |  |  | 0 |  |  | SLM |  |  | REM
| - | #N/A | #N/A | #N/A | Material Claiming | 0 |  |  | #N/A |  |  |  | 0 |  |  | SLM |  |  | REM
| - | #N/A | #N/A | #N/A | Material Claiming | 0 |  |  | #N/A |  |  |  | 0 |  |  | SLM |  |  | REM
| - | #N/A | #N/A | #N/A | Material Claiming | 0 |  |  | #N/A |  |  |  | 0 |  |  | SLM |  |  | REM
| - | #N/A | #N/A | #N/A | Material Claiming | 0 |  |  | #N/A |  |  |  | 0 |  |  | SLM |  |  | REM
| - | #N/A | #N/A | #N/A | Material Claiming | 0 |  |  | #N/A |  |  |  | 0 |  |  | SLM |  |  | REM
| - | #N/A | #N/A | #N/A | Material Claiming | 0 |  |  | #N/A |  |  |  | 0 |  |  | SLM |  |  | REM
| - | #N/A | #N/A | #N/A | Material Claiming | 0 |  |  | #N/A |  |  |  | 0 |  |  | SLM |  |  | REM
| - | #N/A | #N/A | #N/A | Material Claiming | 0 |  |  | #N/A |  |  |  | 0 |  |  | SLM |  |  | REM
| - | #N/A | #N/A | #N/A | Material Claiming | 0 |  |  | #N/A |  |  |  | 0 |  |  | SLM |  |  | REM
| - | #N/A | #N/A | #N/A | Material Claiming | 0 |  |  | #N/A |  |  |  | 0 |  |  | SLM |  |  | REM
| - | #N/A | #N/A | #N/A | Material Claiming | 0 |  |  | #N/A |  |  |  | 0 |  |  | SLM |  |  | REM
| - | #N/A | #N/A | #N/A | Material Claiming | 0 |  |  | #N/A |  |  |  | 0 |  |  | SLM |  |  | REM
| - | #N/A | #N/A | #N/A | Material Claiming | 0 |  |  | #N/A |  |  |  | 0 |  |  | SLM |  |  | REM
| - | #N/A | #N/A | #N/A | Material Claiming | 0 |  |  | #N/A |  |  |  | 0 |  |  | SLM |  |  | REM
| - | #N/A | #N/A | #N/A | Material Claiming | 0 |  |  | #N/A |  |  |  | 0 |  |  | SLM |  |  | REM
| - | #N/A | #N/A | #N/A | Material Claiming | 0 |  |  | #N/A |  |  |  | 0 |  |  | SLM |  |  | REM
| - | #N/A | #N/A | #N/A | Material Claiming | 0 |  |  | #N/A |  |  |  | 0 |  |  | SLM |  |  | REM
| - | #N/A | #N/A | #N/A | Material Claiming | 0 |  |  | #N/A |  |  |  | 0 |  |  | SLM |  |  | REM
| - | #N/A | #N/A | #N/A | Material Claiming | 0 |  |  | #N/A |  |  |  | 0 |  |  | SLM |  |  | REM
| - | #N/A | #N/A | #N/A | Material Claiming | 0 |  |  | #N/A |  |  |  | 0 |  |  | SLM |  |  | REM
| - | #N/A | #N/A | #N/A | Material Claiming | 0 |  |  | #N/A |  |  |  | 0 |  |  | SLM |  |  | REM
| - | #N/A | #N/A | #N/A | Material Claiming | 0 |  |  | #N/A |  |  |  | 0 |  |  | SLM |  |  | REM
| - | #N/A | #N/A | #N/A | Material Claiming | 0 |  |  | #N/A |  |  |  | 0 |  |  | SLM |  |  | REM
| - | #N/A | #N/A | #N/A | Material Claiming | 0 |  |  | #N/A |  |  |  | 0 |  |  | SLM |  |  | REM
| - | #N/A | #N/A | #N/A | Material Claiming | 0 |  |  | #N/A |  |  |  | 0 |  |  | SLM |  |  | REM
| - | #N/A | #N/A | #N/A | Material Claiming | 0 |  |  | #N/A |  |  |  | 0 |  |  | SLM |  |  | REM
| - | #N/A | #N/A | #N/A | Material Claiming | 0 |  |  | #N/A |  |  |  | 0 |  |  | SLM |  |  | REM
| - | #N/A | #N/A | #N/A | Material Claiming | 0 |  |  | #N/A |  |  |  | 0 |  |  | SLM |  |  | REM
| - | #N/A | #N/A | #N/A | Material Claiming | 0 |  |  | #N/A |  |  |  | 0 |  |  | SLM |  |  | REM
| - | #N/A | #N/A | #N/A | Material Claiming | 0 |  |  | #N/A |  |  |  | 0 |  |  | SLM |  |  | REM
| - | #N/A | #N/A | #N/A | Material Claiming | 0 |  |  | #N/A |  |  |  | 0 |  |  | SLM |  |  | REM
| - | #N/A | #N/A | #N/A | Material Claiming | 0 |  |  | #N/A |  |  |  | 0 |  |  | SLM |  |  | REM
| - | #N/A | #N/A | #N/A | Material Claiming | 0 |  |  | #N/A |  |  |  | 0 |  |  | SLM |  |  | REM
| - | #N/A | #N/A | #N/A | Material Claiming | 0 |  |  | #N/A |  |  |  | 0 |  |  | SLM |  |  | REM
| - | #N/A | #N/A | #N/A | Material Claiming | 0 |  |  | #N/A |  |  |  | 0 |  |  | SLM |  |  | REM
| - | #N/A | #N/A | #N/A | Material Claiming | 0 |  |  | #N/A |  |  |  | 0 |  |  | SLM |  |  | REM
| - | #N/A | #N/A | #N/A | Material Claiming | 0 |  |  | #N/A |  |  |  | 0 |  |  | SLM |  |  | REM
| - | #N/A | #N/A | #N/A | Material Claiming | 0 |  |  | #N/A |  |  |  | 0 |  |  | SLM |  |  | REM
| - | #N/A | #N/A | #N/A | Material Claiming | 0 |  |  | #N/A |  |  |  | 0 |  |  | SLM |  |  | REM
| - | #N/A | #N/A | #N/A | Material Claiming | 0 |  |  | #N/A |  |  |  | 0 |  |  | SLM |  |  | REM
| - | #N/A | #N/A | #N/A | Material Claiming | 0 |  |  | #N/A |  |  |  | 0 |  |  | SLM |  |  | REM
| - | #N/A | #N/A | #N/A | Material Claiming | 0 |  |  | #N/A |  |  |  | 0 |  |  | SLM |  |  | REM
| - | #N/A | #N/A | #N/A | Material Claiming | 0 |  |  | #N/A |  |  |  | 0 |  |  | SLM |  |  | REM
| - | #N/A | #N/A | #N/A | Material Claiming | 0 |  |  | #N/A |  |  |  | 0 |  |  | SLM |  |  | REM
| - | #N/A | #N/A | #N/A | Material Claiming | 0 |  |  | #N/A |  |  |  | 0 |  |  | SLM |  |  | REM
| - | #N/A | #N/A | #N/A | Material Claiming | 0 |  |  | #N/A |  |  |  | 0 |  |  | SLM |  |  | REM
| - | #N/A | #N/A | #N/A | Material Claiming | 0 |  |  | #N/A |  |  |  | 0 |  |  | SLM |  |  | REM
| - | #N/A | #N/A | #N/A | Material Claiming | 0 |  |  | #N/A |  |  |  | 0 |  |  | SLM |  |  | REM
| - | #N/A | #N/A | #N/A | Material Claiming | 0 |  |  | #N/A |  |  |  | 0 |  |  | SLM |  |  | REM
| - | #N/A | #N/A | #N/A | Material Claiming | 0 |  |  | #N/A |  |  |  | 0 |  |  | SLM |  |  | REM
| - | #N/A | #N/A | #N/A | Material Claiming | 0 |  |  | #N/A |  |  |  | 0 |  |  | SLM |  |  | REM
| - | #N/A | #N/A | #N/A | Material Claiming | 0 |  |  | #N/A |  |  |  | 0 |  |  | SLM |  |  | REM
| - | #N/A | #N/A | #N/A | Material Claiming | 0 |  |  | #N/A |  |  |  | 0 |  |  | SLM |  |  | REM
| - | #N/A | #N/A | #N/A | Material Claiming | 0 |  |  | #N/A |  |  |  | 0 |  |  | SLM |  |  | REM
| - | #N/A | #N/A | #N/A | Material Claiming | 0 |  |  | #N/A |  |  |  | 0 |  |  | SLM |  |  | REM
| - | #N/A | #N/A | #N/A | Material Claiming | 0 |  |  | #N/A |  |  |  | 0 |  |  | SLM |  |  | REM
| - | #N/A | #N/A | #N/A | Material Claiming | 0 |  |  | #N/A |  |  |  | 0 |  |  | SLM |  |  | REM
| - | #N/A | #N/A | #N/A | Material Claiming | 0 |  |  | #N/A |  |  |  | 0 |  |  | SLM |  |  | REM
| - | #N/A | #N/A | #N/A | Material Claiming | 0 |  |  | #N/A |  |  |  | 0 |  |  | SLM |  |  | REM
| - | #N/A | #N/A | #N/A | Material Claiming | 0 |  |  | #N/A |  |  |  | 0 |  |  | SLM |  |  | REM
| - | #N/A | #N/A | #N/A | Material Claiming | 0 |  |  | #N/A |  |  |  | 0 |  |  | SLM |  |  | REM
| - | #N/A | #N/A | #N/A | Material Claiming | 0 |  |  | #N/A |  |  |  | 0 |  |  | SLM |  |  | REM
| - | #N/A | #N/A | #N/A | Material Claiming | 0 |  |  | #N/A |  |  |  | 0 |  |  | SLM |  |  | REM
| - | #N/A | #N/A | #N/A | Material Claiming | 0 |  |  | #N/A |  |  |  | 0 |  |  | SLM |  |  | REM
| - | #N/A | #N/A | #N/A | Material Claiming | 0 |  |  | #N/A |  |  |  | 0 |  |  | SLM |  |  | REM
| - | #N/A | #N/A | #N/A | Material Claiming | 0 |  |  | #N/A |  |  |  | 0 |  |  | SLM |  |  | REM
| - | #N/A | #N/A | #N/A | Material Claiming | 0 |  |  | #N/A |  |  |  | 0 |  |  | SLM |  |  | REM
| - | #N/A | #N/A | #N/A | Material Claiming | 0 |  |  | #N/A |  |  |  | 0 |  |  | SLM |  |  | REM
| - | #N/A | #N/A | #N/A | Material Claiming | 0 |  |  | #N/A |  |  |  | 0 |  |  | SLM |  |  | REM
| - | #N/A | #N/A | #N/A | Material Claiming | 0 |  |  | #N/A |  |  |  | 0 |  |  | SLM |  |  | REM
| - | #N/A | #N/A | #N/A | Material Claiming | 0 |  |  | #N/A |  |  |  | 0 |  |  | SLM |  |  | REM
| - | #N/A | #N/A | #N/A | Material Claiming | 0 |  |  | #N/A |  |  |  | 0 |  |  | SLM |  |  | REM
| - | #N/A | #N/A | #N/A | Material Claiming | 0 |  |  | #N/A |  |  |  | 0 |  |  | SLM |  |  | REM
| - | #N/A | #N/A | #N/A | Material Claiming | 0 |  |  | #N/A |  |  |  | 0 |  |  | SLM |  |  | REM
| - | #N/A | #N/A | #N/A | Material Claiming | 0 |  |  | #N/A |  |  |  | 0 |  |  | SLM |  |  | REM
| - | #N/A | #N/A | #N/A | Material Claiming | 0 |  |  | #N/A |  |  |  | 0 |  |  | SLM |  |  | REM
| - | #N/A | #N/A | #N/A | Material Claiming | 0 |  |  | #N/A |  |  |  | 0 |  |  | SLM |  |  | REM
| - | #N/A | #N/A | #N/A | Material Claiming | 0 |  |  | #N/A |  |  |  | 0 |  |  | SLM |  |  | REM
| - | #N/A | #N/A | #N/A | Material Claiming | 0 |  |  | #N/A |  |  |  | 0 |  |  | SLM |  |  | REM
| - | #N/A | #N/A | #N/A | Material Claiming | 0 |  |  | #N/A |  |  |  | 0 |  |  | SLM |  |  | REM
| - | #N/A | #N/A | #N/A | Material Claiming | 0 |  |  | #N/A |  |  |  | 0 |  |  | SLM |  |  | REM
| - | #N/A | #N/A | #N/A | Material Claiming | 0 |  |  | #N/A |  |  |  | 0 |  |  | SLM |  |  | REM
| - | #N/A | #N/A | #N/A | Material Claiming | 0 |  |  | #N/A |  |  |  | 0 |  |  | SLM |  |  | REM
| - | #N/A | #N/A | #N/A | Material Claiming | 0 |  |  | #N/A |  |  |  | 0 |  |  | SLM |  |  | REM
| - | #N/A | #N/A | #N/A | Material Claiming | 0 |  |  | #N/A |  |  |  | 0 |  |  | SLM |  |  | REM
| - | #N/A | #N/A | #N/A | Material Claiming | 0 |  |  | #N/A |  |  |  | 0 |  |  | SLM |  |  | REM
| - | #N/A | #N/A | #N/A | Material Claiming | 0 |  |  | #N/A |  |  |  | 0 |  |  | SLM |  |  | REM
| - | #N/A | #N/A | #N/A | Material Claiming | 0 |  |  | #N/A |  |  |  | 0 |  |  | SLM |  |  | REM
| - | #N/A | #N/A | #N/A | Material Claiming | 0 |  |  | #N/A |  |  |  | 0 |  |  | SLM |  |  | REM
| - | #N/A | #N/A | #N/A | Material Claiming | 0 |  |  | #N/A |  |  |  | 0 |  |  | SLM |  |  | REM
| - | #N/A | #N/A | #N/A | Material Claiming | 0 |  |  | #N/A |  |  |  | 0 |  |  | SLM |  |  | REM
| - | #N/A | #N/A | #N/A | Material Claiming | 0 |  |  | #N/A |  |  |  | 0 |  |  | SLM |  |  | REM
| - | #N/A | #N/A | #N/A | Material Claiming | 0 |  |  | #N/A |  |  |  | 0 |  |  | SLM |  |  | REM
| - | #N/A | #N/A | #N/A | Material Claiming | 0 |  |  | #N/A |  |  |  | 0 |  |  | SLM |  |  | REM
| - | #N/A | #N/A | #N/A | Material Claiming | 0 |  |  | #N/A |  |  |  | 0 |  |  | SLM |  |  | REM
| - | #N/A | #N/A | #N/A | Material Claiming | 0 |  |  | #N/A |  |  |  | 0 |  |  | SLM |  |  | REM
| - | #N/A | #N/A | #N/A | Material Claiming | 0 |  |  | #N/A |  |  |  | 0 |  |  | SLM |  |  | REM
| - | #N/A | #N/A | #N/A | Material Claiming | 0 |  |  | #N/A |  |  |  | 0 |  |  | SLM |  |  | REM
| - | #N/A | #N/A | #N/A | Material Claiming | 0 |  |  | #N/A |  |  |  | 0 |  |  | SLM |  |  | REM
| - | #N/A | #N/A | #N/A | Material Claiming | 0 |  |  | #N/A |  |  |  | 0 |  |  | SLM |  |  | REM
| - | #N/A | #N/A | #N/A | Material Claiming | 0 |  |  | #N/A |  |  |  | 0 |  |  | SLM |  |  | REM
| - | #N/A | #N/A | #N/A | Material Claiming | 0 |  |  | #N/A |  |  |  | 0 |  |  | SLM |  |  | REM
| - | #N/A | #N/A | #N/A | Material Claiming | 0 |  |  | #N/A |  |  |  | 0 |  |  | SLM |  |  | REM
| - | #N/A | #N/A | #N/A | Material Claiming | 0 |  |  | #N/A |  |  |  | 0 |  |  | SLM |  |  | REM
| - | #N/A | #N/A | #N/A | Material Claiming | 0 |  |  | #N/A |  |  |  | 0 |  |  | SLM |  |  | REM
| - | #N/A | #N/A | #N/A | Material Claiming | 0 |  |  | #N/A |  |  |  | 0 |  |  | SLM |  |  | REM
| - | #N/A | #N/A | #N/A | Material Claiming | 0 |  |  | #N/A |  |  |  | 0 |  |  | SLM |  |  | REM
| - | #N/A | #N/A | #N/A | Material Claiming | 0 |  |  | #N/A |  |  |  | 0 |  |  | SLM |  |  | REM
| - | #N/A | #N/A | #N/A | Material Claiming | 0 |  |  | #N/A |  |  |  | 0 |  |  | SLM |  |  | REM
| - | #N/A | #N/A | #N/A | Material Claiming | 0 |  |  | #N/A |  |  |  | 0 |  |  | SLM |  |  | REM
| - | #N/A | #N/A | #N/A | Material Claiming | 0 |  |  | #N/A |  |  |  | 0 |  |  | SLM |  |  | REM
| - | #N/A | #N/A | #N/A | Material Claiming | 0 |  |  | #N/A |  |  |  | 0 |  |  | SLM |  |  | REM
| - | #N/A | #N/A | #N/A | Material Claiming | 0 |  |  | #N/A |  |  |  | 0 |  |  | SLM |  |  | REM
| - | #N/A | #N/A | #N/A | Material Claiming | 0 |  |  | #N/A |  |  |  | 0 |  |  | SLM |  |  | REM
| - | #N/A | #N/A | #N/A | Material Claiming | 0 |  |  | #N/A |  |  |  | 0 |  |  | SLM |  |  | REM
| - | #N/A | #N/A | #N/A | Material Claiming | 0 |  |  | #N/A |  |  |  | 0 |  |  | SLM |  |  | REM
| - | #N/A | #N/A | #N/A | Material Claiming | 0 |  |  | #N/A |  |  |  | 0 |  |  | SLM |  |  | REM
| - | #N/A | #N/A | #N/A | Material Claiming | 0 |  |  | #N/A |  |  |  | 0 |  |  | SLM |  |  | REM
| - | #N/A | #N/A | #N/A | Material Claiming | 0 |  |  | #N/A |  |  |  | 0 |  |  | SLM |  |  | REM
| - | #N/A | #N/A | #N/A | Material Claiming | 0 |  |  | #N/A |  |  |  | 0 |  |  | SLM |  |  | REM
| - | #N/A | #N/A | #N/A | Material Claiming | 0 |  |  | #N/A |  |  |  | 0 |  |  | SLM |  |  | REM
| - | #N/A | #N/A | #N/A | Material Claiming | 0 |  |  | #N/A |  |  |  | 0 |  |  | SLM |  |  | REM
| - | #N/A | #N/A | #N/A | Material Claiming | 0 |  |  | #N/A |  |  |  | 0 |  |  | SLM |  |  | REM
| - | #N/A | #N/A | #N/A | Material Claiming | 0 |  |  | #N/A |  |  |  | 0 |  |  | SLM |  |  | REM
| - | #N/A | #N/A | #N/A | Material Claiming | 0 |  |  | #N/A |  |  |  | 0 |  |  | SLM |  |  | REM
| - | #N/A | #N/A | #N/A | Material Claiming | 0 |  |  | #N/A |  |  |  | 0 |  |  | SLM |  |  | REM
| - | #N/A | #N/A | #N/A | Material Claiming | 0 |  |  | #N/A |  |  |  | 0 |  |  | SLM |  |  | REM
| - | #N/A | #N/A | #N/A | Material Claiming | 0 |  |  | #N/A |  |  |  | 0 |  |  | SLM |  |  | REM
| - | #N/A | #N/A | #N/A | Material Claiming | 0 |  |  | #N/A |  |  |  | 0 |  |  | SLM |  |  | REM
| - | #N/A | #N/A | #N/A | Material Claiming | 0 |  |  | #N/A |  |  |  | 0 |  |  | SLM |  |  | REM
| - | #N/A | #N/A | #N/A | Material Claiming | 0 |  |  | #N/A |  |  |  | 0 |  |  | SLM |  |  | REM
| - | #N/A | #N/A | #N/A | Material Claiming | 0 |  |  | #N/A |  |  |  | 0 |  |  | SLM |  |  | REM
| - | #N/A | #N/A | #N/A | Material Claiming | 0 |  |  | #N/A |  |  |  | 0 |  |  | SLM |  |  | REM
| - | #N/A | #N/A | #N/A | Material Claiming | 0 |  |  | #N/A |  |  |  | 0 |  |  | SLM |  |  | REM
| - | #N/A | #N/A | #N/A | Material Claiming | 0 |  |  | #N/A |  |  |  | 0 |  |  | SLM |  |  | REM
| - | #N/A | #N/A | #N/A | Material Claiming | 0 |  |  | #N/A |  |  |  | 0 |  |  | SLM |  |  | REM
| - | #N/A | #N/A | #N/A | Material Claiming | 0 |  |  | #N/A |  |  |  | 0 |  |  | SLM |  |  | REM
| - | #N/A | #N/A | #N/A | Material Claiming | 0 |  |  | #N/A |  |  |  | 0 |  |  | SLM |  |  | REM
| - | #N/A | #N/A | #N/A | Material Claiming | 0 |  |  | #N/A |  |  |  | 0 |  |  | SLM |  |  | REM
| - | #N/A | #N/A | #N/A | Material Claiming | 0 |  |  | #N/A |  |  |  | 0 |  |  | SLM |  |  | REM
| - | #N/A | #N/A | #N/A | Material Claiming | 0 |  |  | #N/A |  |  |  | 0 |  |  | SLM |  |  | REM
| - | #N/A | #N/A | #N/A | Material Claiming | 0 |  |  | #N/A |  |  |  | 0 |  |  | SLM |  |  | REM
| - | #N/A | #N/A | #N/A | Material Claiming | 0 |  |  | #N/A |  |  |  | 0 |  |  | SLM |  |  | REM
| - | #N/A | #N/A | #N/A | Material Claiming | 0 |  |  | #N/A |  |  |  | 0 |  |  | SLM |  |  | REM
| - | #N/A | #N/A | #N/A | Material Claiming | 0 |  |  | #N/A |  |  |  | 0 |  |  | SLM |  |  | REM
| - | #N/A | #N/A | #N/A | Material Claiming | 0 |  |  | #N/A |  |  |  | 0 |  |  | SLM |  |  | REM
| - | #N/A | #N/A | #N/A | Material Claiming | 0 |  |  | #N/A |  |  |  | 0 |  |  | SLM |  |  | REM
| - | #N/A | #N/A | #N/A | Material Claiming | 0 |  |  | #N/A |  |  |  | 0 |  |  | SLM |  |  | REM
| - | #N/A | #N/A | #N/A | Material Claiming | 0 |  |  | #N/A |  |  |  | 0 |  |  | SLM |  |  | REM
| - | #N/A | #N/A | #N/A | Material Claiming | 0 |  |  | #N/A |  |  |  | 0 |  |  | SLM |  |  | REM
| - | #N/A | #N/A | #N/A | Material Claiming | 0 |  |  | #N/A |  |  |  | 0 |  |  | SLM |  |  | REM
| - | #N/A | #N/A | #N/A | Material Claiming | 0 |  |  | #N/A |  |  |  | 0 |  |  | SLM |  |  | REM
| - | #N/A | #N/A | #N/A | Material Claiming | 0 |  |  | #N/A |  |  |  | 0 |  |  | SLM |  |  | REM
| - | #N/A | #N/A | #N/A | Material Claiming | 0 |  |  | #N/A |  |  |  | 0 |  |  | SLM |  |  | REM
| - | #N/A | #N/A | #N/A | Material Claiming | 0 |  |  | #N/A |  |  |  | 0 |  |  | SLM |  |  | REM
| - | #N/A | #N/A | #N/A | Material Claiming | 0 |  |  | #N/A |  |  |  | 0 |  |  | SLM |  |  | REM
| - | #N/A | #N/A | #N/A | Material Claiming | 0 |  |  | #N/A |  |  |  | 0 |  |  | SLM |  |  | REM
| - | #N/A | #N/A | #N/A | Material Claiming | 0 |  |  | #N/A |  |  |  | 0 |  |  | SLM |  |  | REM
| - | #N/A | #N/A | #N/A | Material Claiming | 0 |  |  | #N/A |  |  |  | 0 |  |  | SLM |  |  | REM
| - | #N/A | #N/A | #N/A | Material Claiming | 0 |  |  | #N/A |  |  |  | 0 |  |  | SLM |  |  | REM
| - | #N/A | #N/A | #N/A | Material Claiming | 0 |  |  | #N/A |  |  |  | 0 |  |  | SLM |  |  | REM
| - | #N/A | #N/A | #N/A | Material Claiming | 0 |  |  | #N/A |  |  |  | 0 |  |  | SLM |  |  | REM
| - | #N/A | #N/A | #N/A | Material Claiming | 0 |  |  | #N/A |  |  |  | 0 |  |  | SLM |  |  | REM
| - | #N/A | #N/A | #N/A | Material Claiming | 0 |  |  | #N/A |  |  |  | 0 |  |  | SLM |  |  | REM
| - | #N/A | #N/A | #N/A | Material Claiming | 0 |  |  | #N/A |  |  |  | 0 |  |  | SLM |  |  | REM
| - | #N/A | #N/A | #N/A | Material Claiming | 0 |  |  | #N/A |  |  |  | 0 |  |  | SLM |  |  | REM
| - | #N/A | #N/A | #N/A | Material Claiming | 0 |  |  | #N/A |  |  |  | 0 |  |  | SLM |  |  | REM
| - | #N/A | #N/A | #N/A | Material Claiming | 0 |  |  | #N/A |  |  |  | 0 |  |  | SLM |  |  | REM
| - | #N/A | #N/A | #N/A | Material Claiming | 0 |  |  | #N/A |  |  |  | 0 |  |  | SLM |  |  | REM
| - | #N/A | #N/A | #N/A | Material Claiming | 0 |  |  | #N/A |  |  |  | 0 |  |  | SLM |  |  | REM
| - | #N/A | #N/A | #N/A | Material Claiming | 0 |  |  | #N/A |  |  |  | 0 |  |  | SLM |  |  | REM
| - | #N/A | #N/A | #N/A | Material Claiming | 0 |  |  | #N/A |  |  |  | 0 |  |  | SLM |  |  | REM
| - | #N/A | #N/A | #N/A | Material Claiming | 0 |  |  | #N/A |  |  |  | 0 |  |  | SLM |  |  | REM
| - | #N/A | #N/A | #N/A | Material Claiming | 0 |  |  | #N/A |  |  |  | 0 |  |  | SLM |  |  | REM
| - | #N/A | #N/A | #N/A | Material Claiming | 0 |  |  | #N/A |  |  |  | 0 |  |  | SLM |  |  | REM
| - | #N/A | #N/A | #N/A | Material Claiming | 0 |  |  | #N/A |  |  |  | 0 |  |  | SLM |  |  | REM
| - | #N/A | #N/A | #N/A | Material Claiming | 0 |  |  | #N/A |  |  |  | 0 |  |  | SLM |  |  | REM
| - | #N/A | #N/A | #N/A | Material Claiming | 0 |  |  | #N/A |  |  |  | 0 |  |  | SLM |  |  | REM
| - | #N/A | #N/A | #N/A | Material Claiming | 0 |  |  | #N/A |  |  |  | 0 |  |  | SLM |  |  | REM
| - | #N/A | #N/A | #N/A | Material Claiming | 0 |  |  | #N/A |  |  |  | 0 |  |  | SLM |  |  | REM
| - | #N/A | #N/A | #N/A | Material Claiming | 0 |  |  | #N/A |  |  |  | 0 |  |  | SLM |  |  | REM
| - | #N/A | #N/A | #N/A | Material Claiming | 0 |  |  | #N/A |  |  |  | 0 |  |  | SLM |  |  | REM
| - | #N/A | #N/A | #N/A | Material Claiming | 0 |  |  | #N/A |  |  |  | 0 |  |  | SLM |  |  | REM
| - | #N/A | #N/A | #N/A | Material Claiming | 0 |  |  | #N/A |  |  |  | 0 |  |  | SLM |  |  | REM
| - | #N/A | #N/A | #N/A | Material Claiming | 0 |  |  | #N/A |  |  |  | 0 |  |  | SLM |  |  | REM
| - | #N/A | #N/A | #N/A | Material Claiming | 0 |  |  | #N/A |  |  |  | 0 |  |  | SLM |  |  | REM
| - | #N/A | #N/A | #N/A | Material Claiming | 0 |  |  | #N/A |  |  |  | 0 |  |  | SLM |  |  | REM
| - | #N/A | #N/A | #N/A | Material Claiming | 0 |  |  | #N/A |  |  |  | 0 |  |  | SLM |  |  | REM
| - | #N/A | #N/A | #N/A | Material Claiming | 0 |  |  | #N/A |  |  |  | 0 |  |  | SLM |  |  | REM
| - | #N/A | #N/A | #N/A | Material Claiming | 0 |  |  | #N/A |  |  |  | 0 |  |  | SLM |  |  | REM
| - | #N/A | #N/A | #N/A | Material Claiming | 0 |  |  | #N/A |  |  |  | 0 |  |  | SLM |  |  | REM
| - | #N/A | #N/A | #N/A | Material Claiming | 0 |  |  | #N/A |  |  |  | 0 |  |  | SLM |  |  | REM
| - | #N/A | #N/A | #N/A | Material Claiming | 0 |  |  | #N/A |  |  |  | 0 |  |  | SLM |  |  | REM
| - | #N/A | #N/A | #N/A | Material Claiming | 0 |  |  | #N/A |  |  |  | 0 |  |  | SLM |  |  | REM
| - | #N/A | #N/A | #N/A | Material Claiming | 0 |  |  | #N/A |  |  |  | 0 |  |  | SLM |  |  | REM
| - | #N/A | #N/A | #N/A | Material Claiming | 0 |  |  | #N/A |  |  |  | 0 |  |  | SLM |  |  | REM
| - | #N/A | #N/A | #N/A | Material Claiming | 0 |  |  | #N/A |  |  |  | 0 |  |  | SLM |  |  | REM
| - | #N/A | #N/A | #N/A | Material Claiming | 0 |  |  | #N/A |  |  |  | 0 |  |  | SLM |  |  | REM
| - | #N/A | #N/A | #N/A | Material Claiming | 0 |  |  | #N/A |  |  |  | 0 |  |  | SLM |  |  | REM
| - | #N/A | #N/A | #N/A | Material Claiming | 0 |  |  | #N/A |  |  |  | 0 |  |  | SLM |  |  | REM
| - | #N/A | #N/A | #N/A | Material Claiming | 0 |  |  | #N/A |  |  |  | 0 |  |  | SLM |  |  | REM
| - | #N/A | #N/A | #N/A | Material Claiming | 0 |  |  | #N/A |  |  |  | 0 |  |  | SLM |  |  | REM
| - | #N/A | #N/A | #N/A | Material Claiming | 0 |  |  | #N/A |  |  |  | 0 |  |  | SLM |  |  | REM
| - | #N/A | #N/A | #N/A | Material Claiming | 0 |  |  | #N/A |  |  |  | 0 |  |  | SLM |  |  | REM
| - | #N/A | #N/A | #N/A | Material Claiming | 0 |  |  | #N/A |  |  |  | 0 |  |  | SLM |  |  | REM
| - | #N/A | #N/A | #N/A | Material Claiming | 0 |  |  | #N/A |  |  |  | 0 |  |  | SLM |  |  | REM
| - | #N/A | #N/A | #N/A | Material Claiming | 0 |  |  | #N/A |  |  |  | 0 |  |  | SLM |  |  | REM
| - | #N/A | #N/A | #N/A | Material Claiming | 0 |  |  | #N/A |  |  |  | 0 |  |  | SLM |  |  | REM
| - | #N/A | #N/A | #N/A | Material Claiming | 0 |  |  | #N/A |  |  |  | 0 |  |  | SLM |  |  | REM
| - | #N/A | #N/A | #N/A | Material Claiming | 0 |  |  | #N/A |  |  |  | 0 |  |  | SLM |  |  | REM
| - | #N/A | #N/A | #N/A | Material Claiming | 0 |  |  | #N/A |  |  |  | 0 |  |  | SLM |  |  | REM
| - | #N/A | #N/A | #N/A | Material Claiming | 0 |  |  | #N/A |  |  |  | 0 |  |  | SLM |  |  | REM
| - | #N/A | #N/A | #N/A | Material Claiming | 0 |  |  | #N/A |  |  |  | 0 |  |  | SLM |  |  | REM
| - | #N/A | #N/A | #N/A | Material Claiming | 0 |  |  | #N/A |  |  |  | 0 |  |  | SLM |  |  | REM
| - | #N/A | #N/A | #N/A | Material Claiming | 0 |  |  | #N/A |  |  |  | 0 |  |  | SLM |  |  | REM
| - | #N/A | #N/A | #N/A | Material Claiming | 0 |  |  | #N/A |  |  |  | 0 |  |  | SLM |  |  | REM
| - | #N/A | #N/A | #N/A | Material Claiming | 0 |  |  | #N/A |  |  |  | 0 |  |  | SLM |  |  | REM
| - | #N/A | #N/A | #N/A | Material Claiming | 0 |  |  | #N/A |  |  |  | 0 |  |  | SLM |  |  | REM
| - | #N/A | #N/A | #N/A | Material Claiming | 0 |  |  | #N/A |  |  |  | 0 |  |  | SLM |  |  | REM
| - | #N/A | #N/A | #N/A | Material Claiming | 0 |  |  | #N/A |  |  |  | 0 |  |  | SLM |  |  | REM
| - | #N/A | #N/A | #N/A | Material Claiming | 0 |  |  | #N/A |  |  |  | 0 |  |  | SLM |  |  | REM
| - | #N/A | #N/A | #N/A | Material Claiming | 0 |  |  | #N/A |  |  |  | 0 |  |  | SLM |  |  | REM
| - | #N/A | #N/A | #N/A | Material Claiming | 0 |  |  | #N/A |  |  |  | 0 |  |  | SLM |  |  | REM
| - | #N/A | #N/A | #N/A | Material Claiming | 0 |  |  | #N/A |  |  |  | 0 |  |  | SLM |  |  | REM
| - | #N/A | #N/A | #N/A | Material Claiming | 0 |  |  | #N/A |  |  |  | 0 |  |  | SLM |  |  | REM
| - | #N/A | #N/A | #N/A | Material Claiming | 0 |  |  | #N/A |  |  |  | 0 |  |  | SLM |  |  | REM
| - | #N/A | #N/A | #N/A | Material Claiming | 0 |  |  | #N/A |  |  |  | 0 |  |  | SLM |  |  | REM
| - | #N/A | #N/A | #N/A | Material Claiming | 0 |  |  | #N/A |  |  |  | 0 |  |  | SLM |  |  | REM
| - | #N/A | #N/A | #N/A | Material Claiming | 0 |  |  | #N/A |  |  |  | 0 |  |  | SLM |  |  | REM
| - | #N/A | #N/A | #N/A | Material Claiming | 0 |  |  | #N/A |  |  |  | 0 |  |  | SLM |  |  | REM
| - | #N/A | #N/A | #N/A | Material Claiming | 0 |  |  | #N/A |  |  |  | 0 |  |  | SLM |  |  | REM
| - | #N/A | #N/A | #N/A | Material Claiming | 0 |  |  | #N/A |  |  |  | 0 |  |  | SLM |  |  | REM
| - | #N/A | #N/A | #N/A | Material Claiming | 0 |  |  | #N/A |  |  |  | 0 |  |  | SLM |  |  | REM
| - | #N/A | #N/A | #N/A | Material Claiming | 0 |  |  | #N/A |  |  |  | 0 |  |  | SLM |  |  | REM
| - | #N/A | #N/A | #N/A | Material Claiming | 0 |  |  | #N/A |  |  |  | 0 |  |  | SLM |  |  | REM
| - | #N/A | #N/A | #N/A | Material Claiming | 0 |  |  | #N/A |  |  |  | 0 |  |  | SLM |  |  | REM
| - | #N/A | #N/A | #N/A | Material Claiming | 0 |  |  | #N/A |  |  |  | 0 |  |  | SLM |  |  | REM
| - | #N/A | #N/A | #N/A | Material Claiming | 0 |  |  | #N/A |  |  |  | 0 |  |  | SLM |  |  | REM
| - | #N/A | #N/A | #N/A | Material Claiming | 0 |  |  | #N/A |  |  |  | 0 |  |  | SLM |  |  | REM
| - | #N/A | #N/A | #N/A | Material Claiming | 0 |  |  | #N/A |  |  |  | 0 |  |  | SLM |  |  | REM
| - | #N/A | #N/A | #N/A | Material Claiming | 0 |  |  | #N/A |  |  |  | 0 |  |  | SLM |  |  | REM
| - | #N/A | #N/A | #N/A | Material Claiming | 0 |  |  | #N/A |  |  |  | 0 |  |  | SLM |  |  | REM
| - | #N/A | #N/A | #N/A | Material Claiming | 0 |  |  | #N/A |  |  |  | 0 |  |  | SLM |  |  | REM
| - | #N/A | #N/A | #N/A | Material Claiming | 0 |  |  | #N/A |  |  |  | 0 |  |  | SLM |  |  | REM
| - | #N/A | #N/A | #N/A | Material Claiming | 0 |  |  | #N/A |  |  |  | 0 |  |  | SLM |  |  | REM
| - | #N/A | #N/A | #N/A | Material Claiming | 0 |  |  | #N/A |  |  |  | 0 |  |  | SLM |  |  | REM
| - | #N/A | #N/A | #N/A | Material Claiming | 0 |  |  | #N/A |  |  |  | 0 |  |  | SLM |  |  | REM
| - | #N/A | #N/A | #N/A | Material Claiming | 0 |  |  | #N/A |  |  |  | 0 |  |  | SLM |  |  | REM
| - | #N/A | #N/A | #N/A | Material Claiming | 0 |  |  | #N/A |  |  |  | 0 |  |  | SLM |  |  | REM
| - | #N/A | #N/A | #N/A | Material Claiming | 0 |  |  | #N/A |  |  |  | 0 |  |  | SLM |  |  | REM
| - | #N/A | #N/A | #N/A | Material Claiming | 0 |  |  | #N/A |  |  |  | 0 |  |  | SLM |  |  | REM
| - | #N/A | #N/A | #N/A | Material Claiming | 0 |  |  | #N/A |  |  |  | 0 |  |  | SLM |  |  | REM
| - | #N/A | #N/A | #N/A | Material Claiming | 0 |  |  | #N/A |  |  |  | 0 |  |  | SLM |  |  | REM
| - | #N/A | #N/A | #N/A | Material Claiming | 0 |  |  | #N/A |  |  |  | 0 |  |  | SLM |  |  | REM
| - | #N/A | #N/A | #N/A | Material Claiming | 0 |  |  | #N/A |  |  |  | 0 |  |  | SLM |  |  | REM
| - | #N/A | #N/A | #N/A | Material Claiming | 0 |  |  | #N/A |  |  |  | 0 |  |  | SLM |  |  | REM
| - | #N/A | #N/A | #N/A | Material Claiming | 0 |  |  | #N/A |  |  |  | 0 |  |  | SLM |  |  | REM
| - | #N/A | #N/A | #N/A | Material Claiming | 0 |  |  | #N/A |  |  |  | 0 |  |  | SLM |  |  | REM
| - | #N/A | #N/A | #N/A | Material Claiming | 0 |  |  | #N/A |  |  |  | 0 |  |  | SLM |  |  | REM
| - | #N/A | #N/A | #N/A | Material Claiming | 0 |  |  | #N/A |  |  |  | 0 |  |  | SLM |  |  | REM
| - | #N/A | #N/A | #N/A | Material Claiming | 0 |  |  | #N/A |  |  |  | 0 |  |  | SLM |  |  | REM
| - | #N/A | #N/A | #N/A | Material Claiming | 0 |  |  | #N/A |  |  |  | 0 |  |  | SLM |  |  | REM
| - | #N/A | #N/A | #N/A | Material Claiming | 0 |  |  | #N/A |  |  |  | 0 |  |  | SLM |  |  | REM
| - | #N/A | #N/A | #N/A | Material Claiming | 0 |  |  | #N/A |  |  |  | 0 |  |  | SLM |  |  | REM
| - | #N/A | #N/A | #N/A | Material Claiming | 0 |  |  | #N/A |  |  |  | 0 |  |  | SLM |  |  | REM
| - | #N/A | #N/A | #N/A | Material Claiming | 0 |  |  | #N/A |  |  |  | 0 |  |  | SLM |  |  | REM
| - | #N/A | #N/A | #N/A | Material Claiming | 0 |  |  | #N/A |  |  |  | 0 |  |  | SLM |  |  | REM
| - | #N/A | #N/A | #N/A | Material Claiming | 0 |  |  | #N/A |  |  |  | 0 |  |  | SLM |  |  | REM
| - | #N/A | #N/A | #N/A | Material Claiming | 0 |  |  | #N/A |  |  |  | 0 |  |  | SLM |  |  | REM
| - | #N/A | #N/A | #N/A | Material Claiming | 0 |  |  | #N/A |  |  |  | 0 |  |  | SLM |  |  | REM
| - | #N/A | #N/A | #N/A | Material Claiming | 0 |  |  | #N/A |  |  |  | 0 |  |  | SLM |  |  | REM
| - | #N/A | #N/A | #N/A | Material Claiming | 0 |  |  | #N/A |  |  |  | 0 |  |  | SLM |  |  | REM
| - | #N/A | #N/A | #N/A | Material Claiming | 0 |  |  | #N/A |  |  |  | 0 |  |  | SLM |  |  | REM
| - | #N/A | #N/A | #N/A | Material Claiming | 0 |  |  | #N/A |  |  |  | 0 |  |  | SLM |  |  | REM
| - | #N/A | #N/A | #N/A | Material Claiming | 0 |  |  | #N/A |  |  |  | 0 |  |  | SLM |  |  | REM
| - | #N/A | #N/A | #N/A | Material Claiming | 0 |  |  | #N/A |  |  |  | 0 |  |  | SLM |  |  | REM
| - | #N/A | #N/A | #N/A | Material Claiming | 0 |  |  | #N/A |  |  |  | 0 |  |  | SLM |  |  | REM
| - | #N/A | #N/A | #N/A | Material Claiming | 0 |  |  | #N/A |  |  |  | 0 |  |  | SLM |  |  | REM
| - | #N/A | #N/A | #N/A | Material Claiming | 0 |  |  | #N/A |  |  |  | 0 |  |  | SLM |  |  | REM
| - | #N/A | #N/A | #N/A | Material Claiming | 0 |  |  | #N/A |  |  |  | 0 |  |  | SLM |  |  | REM
| - | #N/A | #N/A | #N/A | Material Claiming | 0 |  |  | #N/A |  |  |  | 0 |  |  | SLM |  |  | REM
| - | #N/A | #N/A | #N/A | Material Claiming | 0 |  |  | #N/A |  |  |  | 0 |  |  | SLM |  |  | REM
| - | #N/A | #N/A | #N/A | Material Claiming | 0 |  |  | #N/A |  |  |  | 0 |  |  | SLM |  |  | REM
| - | #N/A | #N/A | #N/A | Material Claiming | 0 |  |  | #N/A |  |  |  | 0 |  |  | SLM |  |  | REM
| - | #N/A | #N/A | #N/A | Material Claiming | 0 |  |  | #N/A |  |  |  | 0 |  |  | SLM |  |  | REM
| - | #N/A | #N/A | #N/A | Material Claiming | 0 |  |  | #N/A |  |  |  | 0 |  |  | SLM |  |  | REM
| - | #N/A | #N/A | #N/A | Material Claiming | 0 |  |  | #N/A |  |  |  | 0 |  |  | SLM |  |  | REM
| - | #N/A | #N/A | #N/A | Material Claiming | 0 |  |  | #N/A |  |  |  | 0 |  |  | SLM |  |  | REM
| - | #N/A | #N/A | #N/A | Material Claiming | 0 |  |  | #N/A |  |  |  | 0 |  |  | SLM |  |  | REM
| - | #N/A | #N/A | #N/A | Material Claiming | 0 |  |  | #N/A |  |  |  | 0 |  |  | SLM |  |  | REM
| - | #N/A | #N/A | #N/A | Material Claiming | 0 |  |  | #N/A |  |  |  | 0 |  |  | SLM |  |  | REM
| - | #N/A | #N/A | #N/A | Material Claiming | 0 |  |  | #N/A |  |  |  | 0 |  |  | SLM |  |  | REM
| - | #N/A | #N/A | #N/A | Material Claiming | 0 |  |  | #N/A |  |  |  | 0 |  |  | SLM |  |  | REM
| - | #N/A | #N/A | #N/A | Material Claiming | 0 |  |  | #N/A |  |  |  | 0 |  |  | SLM |  |  | REM
| - | #N/A | #N/A | #N/A | Material Claiming | 0 |  |  | #N/A |  |  |  | 0 |  |  | SLM |  |  | REM
| - | #N/A | #N/A | #N/A | Material Claiming | 0 |  |  | #N/A |  |  |  | 0 |  |  | SLM |  |  | REM
| - | #N/A | #N/A | #N/A | Material Claiming | 0 |  |  | #N/A |  |  |  | 0 |  |  | SLM |  |  | REM
| - | #N/A | #N/A | #N/A | Material Claiming | 0 |  |  | #N/A |  |  |  | 0 |  |  | SLM |  |  | REM
| - | #N/A | #N/A | #N/A | Material Claiming | 0 |  |  | #N/A |  |  |  | 0 |  |  | SLM |  |  | REM
| - | #N/A | #N/A | #N/A | Material Claiming | 0 |  |  | #N/A |  |  |  | 0 |  |  | SLM |  |  | REM
| - | #N/A | #N/A | #N/A | Material Claiming | 0 |  |  | #N/A |  |  |  | 0 |  |  | SLM |  |  | REM
| - | #N/A | #N/A | #N/A | Material Claiming | 0 |  |  | #N/A |  |  |  | 0 |  |  | SLM |  |  | REM
| - | #N/A | #N/A | #N/A | Material Claiming | 0 |  |  | #N/A |  |  |  | 0 |  |  | SLM |  |  | REM
| - | #N/A | #N/A | #N/A | Material Claiming | 0 |  |  | #N/A |  |  |  | 0 |  |  | SLM |  |  | REM
| - | #N/A | #N/A | #N/A | Material Claiming | 0 |  |  | #N/A |  |  |  | 0 |  |  | SLM |  |  | REM
| - | #N/A | #N/A | #N/A | Material Claiming | 0 |  |  | #N/A |  |  |  | 0 |  |  | SLM |  |  | REM
| - | #N/A | #N/A | #N/A | Material Claiming | 0 |  |  | #N/A |  |  |  | 0 |  |  | SLM |  |  | REM
| - | #N/A | #N/A | #N/A | Material Claiming | 0 |  |  | #N/A |  |  |  | 0 |  |  | SLM |  |  | REM
| - | #N/A | #N/A | #N/A | Material Claiming | 0 |  |  | #N/A |  |  |  | 0 |  |  | SLM |  |  | REM
| - | #N/A | #N/A | #N/A | Material Claiming | 0 |  |  | #N/A |  |  |  | 0 |  |  | SLM |  |  | REM
| - | #N/A | #N/A | #N/A | Material Claiming | 0 |  |  | #N/A |  |  |  | 0 |  |  | SLM |  |  | REM
| - | #N/A | #N/A | #N/A | Material Claiming | 0 |  |  | #N/A |  |  |  | 0 |  |  | SLM |  |  | REM
| - | #N/A | #N/A | #N/A | Material Claiming | 0 |  |  | #N/A |  |  |  | 0 |  |  | SLM |  |  | REM
| - | #N/A | #N/A | #N/A | Material Claiming | 0 |  |  | #N/A |  |  |  | 0 |  |  | SLM |  |  | REM
| - | #N/A | #N/A | #N/A | Material Claiming | 0 |  |  | #N/A |  |  |  | 0 |  |  | SLM |  |  | REM
| - | #N/A | #N/A | #N/A | Material Claiming | 0 |  |  | #N/A |  |  |  | 0 |  |  | SLM |  |  | REM
| - | #N/A | #N/A | #N/A | Material Claiming | 0 |  |  | #N/A |  |  |  | 0 |  |  | SLM |  |  | REM
| - | #N/A | #N/A | #N/A | Material Claiming | 0 |  |  | #N/A |  |  |  | 0 |  |  | SLM |  |  | REM
| - | #N/A | #N/A | #N/A | Material Claiming | 0 |  |  | #N/A |  |  |  | 0 |  |  | SLM |  |  | REM
| - | #N/A | #N/A | #N/A | Material Claiming | 0 |  |  | #N/A |  |  |  | 0 |  |  | SLM |  |  | REM
| - | #N/A | #N/A | #N/A | Material Claiming | 0 |  |  | #N/A |  |  |  | 0 |  |  | SLM |  |  | REM
| - | #N/A | #N/A | #N/A | Material Claiming | 0 |  |  | #N/A |  |  |  | 0 |  |  | SLM |  |  | REM
| - | #N/A | #N/A | #N/A | Material Claiming | 0 |  |  | #N/A |  |  |  | 0 |  |  | SLM |  |  | REM
| - | #N/A | #N/A | #N/A | Material Claiming | 0 |  |  | #N/A |  |  |  | 0 |  |  | SLM |  |  | REM
| - | #N/A | #N/A | #N/A | Material Claiming | 0 |  |  | #N/A |  |  |  | 0 |  |  | SLM |  |  | REM
| - | #N/A | #N/A | #N/A | Material Claiming | 0 |  |  | #N/A |  |  |  | 0 |  |  | SLM |  |  | REM
| - | #N/A | #N/A | #N/A | Material Claiming | 0 |  |  | #N/A |  |  |  | 0 |  |  | SLM |  |  | REM
| - | #N/A | #N/A | #N/A | Material Claiming | 0 |  |  | #N/A |  |  |  | 0 |  |  | SLM |  |  | REM
| - | #N/A | #N/A | #N/A | Material Claiming | 0 |  |  | #N/A |  |  |  | 0 |  |  | SLM |  |  | REM
| - | #N/A | #N/A | #N/A | Material Claiming | 0 |  |  | #N/A |  |  |  | 0 |  |  | SLM |  |  | REM
| - | #N/A | #N/A | #N/A | Material Claiming | 0 |  |  | #N/A |  |  |  | 0 |  |  | SLM |  |  | REM
| - | #N/A | #N/A | #N/A | Material Claiming | 0 |  |  | #N/A |  |  |  | 0 |  |  | SLM |  |  | REM
| - | #N/A | #N/A | #N/A | Material Claiming | 0 |  |  | #N/A |  |  |  | 0 |  |  | SLM |  |  | REM
| - | #N/A | #N/A | #N/A | Material Claiming | 0 |  |  | #N/A |  |  |  | 0 |  |  | SLM |  |  | REM
| - | #N/A | #N/A | #N/A | Material Claiming | 0 |  |  | #N/A |  |  |  | 0 |  |  | SLM |  |  | REM
| - | #N/A | #N/A | #N/A | Material Claiming | 0 |  |  | #N/A |  |  |  | 0 |  |  | SLM |  |  | REM
| - | #N/A | #N/A | #N/A | Material Claiming | 0 |  |  | #N/A |  |  |  | 0 |  |  | SLM |  |  | REM
| - | #N/A | #N/A | #N/A | Material Claiming | 0 |  |  | #N/A |  |  |  | 0 |  |  | SLM |  |  | REM
| - | #N/A | #N/A | #N/A | Material Claiming | 0 |  |  | #N/A |  |  |  | 0 |  |  | SLM |  |  | REM
| - | #N/A | #N/A | #N/A | Material Claiming | 0 |  |  | #N/A |  |  |  | 0 |  |  | SLM |  |  | REM
| - | #N/A | #N/A | #N/A | Material Claiming | 0 |  |  | #N/A |  |  |  | 0 |  |  | SLM |  |  | REM
| - | #N/A | #N/A | #N/A | Material Claiming | 0 |  |  | #N/A |  |  |  | 0 |  |  | SLM |  |  | REM
| - | #N/A | #N/A | #N/A | Material Claiming | 0 |  |  | #N/A |  |  |  | 0 |  |  | SLM |  |  | REM
| - | #N/A | #N/A | #N/A | Material Claiming | 0 |  |  | #N/A |  |  |  | 0 |  |  | SLM |  |  | REM
| - | #N/A | #N/A | #N/A | Material Claiming | 0 |  |  | #N/A |  |  |  | 0 |  |  | SLM |  |  | REM
| - | #N/A | #N/A | #N/A | Material Claiming | 0 |  |  | #N/A |  |  |  | 0 |  |  | SLM |  |  | REM
| - | #N/A | #N/A | #N/A | Material Claiming | 0 |  |  | #N/A |  |  |  | 0 |  |  | SLM |  |  | REM
| - | #N/A | #N/A | #N/A | Material Claiming | 0 |  |  | #N/A |  |  |  | 0 |  |  | SLM |  |  | REM
| - | #N/A | #N/A | #N/A | Material Claiming | 0 |  |  | #N/A |  |  |  | 0 |  |  | SLM |  |  | REM
| - | #N/A | #N/A | #N/A | Material Claiming | 0 |  |  | #N/A |  |  |  | 0 |  |  | SLM |  |  | REM
| - | #N/A | #N/A | #N/A | Material Claiming | 0 |  |  | #N/A |  |  |  | 0 |  |  | SLM |  |  | REM
| - | #N/A | #N/A | #N/A | Material Claiming | 0 |  |  | #N/A |  |  |  | 0 |  |  | SLM |  |  | REM
| - | #N/A | #N/A | #N/A | Material Claiming | 0 |  |  | #N/A |  |  |  | 0 |  |  | SLM |  |  | REM
| - | #N/A | #N/A | #N/A | Material Claiming | 0 |  |  | #N/A |  |  |  | 0 |  |  | SLM |  |  | REM
| - | #N/A | #N/A | #N/A | Material Claiming | 0 |  |  | #N/A |  |  |  | 0 |  |  | SLM |  |  | REM
| - | #N/A | #N/A | #N/A | Material Claiming | 0 |  |  | #N/A |  |  |  | 0 |  |  | SLM |  |  | REM
| - | #N/A | #N/A | #N/A | Material Claiming | 0 |  |  | #N/A |  |  |  | 0 |  |  | SLM |  |  | REM
| - | #N/A | #N/A | #N/A | Material Claiming | 0 |  |  | #N/A |  |  |  | 0 |  |  | SLM |  |  | REM
| - | #N/A | #N/A | #N/A | Material Claiming | 0 |  |  | #N/A |  |  |  | 0 |  |  | SLM |  |  | REM
| - | #N/A | #N/A | #N/A | Material Claiming | 0 |  |  | #N/A |  |  |  | 0 |  |  | SLM |  |  | REM
| - | #N/A | #N/A | #N/A | Material Claiming | 0 |  |  | #N/A |  |  |  | 0 |  |  | SLM |  |  | REM
| - | #N/A | #N/A | #N/A | Material Claiming | 0 |  |  | #N/A |  |  |  | 0 |  |  | SLM |  |  | REM
| - | #N/A | #N/A | #N/A | Material Claiming | 0 |  |  | #N/A |  |  |  | 0 |  |  | SLM |  |  | REM
| - | #N/A | #N/A | #N/A | Material Claiming | 0 |  |  | #N/A |  |  |  | 0 |  |  | SLM |  |  | REM
| - | #N/A | #N/A | #N/A | Material Claiming | 0 |  |  | #N/A |  |  |  | 0 |  |  | SLM |  |  | REM
| - | #N/A | #N/A | #N/A | Material Claiming | 0 |  |  | #N/A |  |  |  | 0 |  |  | SLM |  |  | REM
| - | #N/A | #N/A | #N/A | Material Claiming | 0 |  |  | #N/A |  |  |  | 0 |  |  | SLM |  |  | REM
| - | #N/A | #N/A | #N/A | Material Claiming | 0 |  |  | #N/A |  |  |  | 0 |  |  | SLM |  |  | REM
| - | #N/A | #N/A | #N/A | Material Claiming | 0 |  |  | #N/A |  |  |  | 0 |  |  | SLM |  |  | REM
| - | #N/A | #N/A | #N/A | Material Claiming | 0 |  |  | #N/A |  |  |  | 0 |  |  | SLM |  |  | REM
| - | #N/A | #N/A | #N/A | Material Claiming | 0 |  |  | #N/A |  |  |  | 0 |  |  | SLM |  |  | REM
| - | #N/A | #N/A | #N/A | Material Claiming | 0 |  |  | #N/A |  |  |  | 0 |  |  | SLM |  |  | REM
| - | #N/A | #N/A | #N/A | Material Claiming | 0 |  |  | #N/A |  |  |  | 0 |  |  | SLM |  |  | REM
| - | #N/A | #N/A | #N/A | Material Claiming | 0 |  |  | #N/A |  |  |  | 0 |  |  | SLM |  |  | REM
| - | #N/A | #N/A | #N/A | Material Claiming | 0 |  |  | #N/A |  |  |  | 0 |  |  | SLM |  |  | REM
| - | #N/A | #N/A | #N/A | Material Claiming | 0 |  |  | #N/A |  |  |  | 0 |  |  | SLM |  |  | REM
| - | #N/A | #N/A | #N/A | Material Claiming | 0 |  |  | #N/A |  |  |  | 0 |  |  | SLM |  |  | REM
| - | #N/A | #N/A | #N/A | Material Claiming | 0 |  |  | #N/A |  |  |  | 0 |  |  | SLM |  |  | REM
| - | #N/A | #N/A | #N/A | Material Claiming | 0 |  |  | #N/A |  |  |  | 0 |  |  | SLM |  |  | REM
| - | #N/A | #N/A | #N/A | Material Claiming | 0 |  |  | #N/A |  |  |  | 0 |  |  | SLM |  |  | REM
| - | #N/A | #N/A | #N/A | Material Claiming | 0 |  |  | #N/A |  |  |  | 0 |  |  | SLM |  |  | REM
| - | #N/A | #N/A | #N/A | Material Claiming | 0 |  |  | #N/A |  |  |  | 0 |  |  | SLM |  |  | REM
| - | #N/A | #N/A | #N/A | Material Claiming | 0 |  |  | #N/A |  |  |  | 0 |  |  | SLM |  |  | REM
| - | #N/A | #N/A | #N/A | Material Claiming | 0 |  |  | #N/A |  |  |  | 0 |  |  | SLM |  |  | REM
| - | #N/A | #N/A | #N/A | Material Claiming | 0 |  |  | #N/A |  |  |  | 0 |  |  | SLM |  |  | REM
| - | #N/A | #N/A | #N/A | Material Claiming | 0 |  |  | #N/A |  |  |  | 0 |  |  | SLM |  |  | REM
| - | #N/A | #N/A | #N/A | Material Claiming | 0 |  |  | #N/A |  |  |  | 0 |  |  | SLM |  |  | REM
| - | #N/A | #N/A | #N/A | Material Claiming | 0 |  |  | #N/A |  |  |  | 0 |  |  | SLM |  |  | REM
| - | #N/A | #N/A | #N/A | Material Claiming | 0 |  |  | #N/A |  |  |  | 0 |  |  | SLM |  |  | REM
| - | #N/A | #N/A | #N/A | Material Claiming | 0 |  |  | #N/A |  |  |  | 0 |  |  | SLM |  |  | REM
| - | #N/A | #N/A | #N/A | Material Claiming | 0 |  |  | #N/A |  |  |  | 0 |  |  | SLM |  |  | REM
| - | #N/A | #N/A | #N/A | Material Claiming | 0 |  |  | #N/A |  |  |  | 0 |  |  | SLM |  |  | REM
| - | #N/A | #N/A | #N/A | Material Claiming | 0 |  |  | #N/A |  |  |  | 0 |  |  | SLM |  |  | REM
| - | #N/A | #N/A | #N/A | Material Claiming | 0 |  |  | #N/A |  |  |  | 0 |  |  | SLM |  |  | REM
| - | #N/A | #N/A | #N/A | Material Claiming | 0 |  |  | #N/A |  |  |  | 0 |  |  | SLM |  |  | REM
| - | #N/A | #N/A | #N/A | Material Claiming | 0 |  |  | #N/A |  |  |  | 0 |  |  | SLM |  |  | REM
| - | #N/A | #N/A | #N/A | Material Claiming | 0 |  |  | #N/A |  |  |  | 0 |  |  | SLM |  |  | REM
| - | #N/A | #N/A | #N/A | Material Claiming | 0 |  |  | #N/A |  |  |  | 0 |  |  | SLM |  |  | REM
| - | #N/A | #N/A | #N/A | Material Claiming | 0 |  |  | #N/A |  |  |  | 0 |  |  | SLM |  |  | REM
| - | #N/A | #N/A | #N/A | Material Claiming | 0 |  |  | #N/A |  |  |  | 0 |  |  | SLM |  |  | REM
| - | #N/A | #N/A | #N/A | Material Claiming | 0 |  |  | #N/A |  |  |  | 0 |  |  | SLM |  |  | REM
| - | #N/A | #N/A | #N/A | Material Claiming | 0 |  |  | #N/A |  |  |  | 0 |  |  | SLM |  |  | REM
| - | #N/A | #N/A | #N/A | Material Claiming | 0 |  |  | #N/A |  |  |  | 0 |  |  | SLM |  |  | REM
| - | #N/A | #N/A | #N/A | Material Claiming | 0 |  |  | #N/A |  |  |  | 0 |  |  | SLM |  |  | REM
| - | #N/A | #N/A | #N/A | Material Claiming | 0 |  |  | #N/A |  |  |  | 0 |  |  | SLM |  |  | REM
| - | #N/A | #N/A | #N/A | Material Claiming | 0 |  |  | #N/A |  |  |  | 0 |  |  | SLM |  |  | REM
| - | #N/A | #N/A | #N/A | Material Claiming | 0 |  |  | #N/A |  |  |  | 0 |  |  | SLM |  |  | REM
| - | #N/A | #N/A | #N/A | Material Claiming | 0 |  |  | #N/A |  |  |  | 0 |  |  | SLM |  |  | REM
| - | #N/A | #N/A | #N/A | Material Claiming | 0 |  |  | #N/A |  |  |  | 0 |  |  | SLM |  |  | REM
| - | #N/A | #N/A | #N/A | Material Claiming | 0 |  |  | #N/A |  |  |  | 0 |  |  | SLM |  |  | REM
| - | #N/A | #N/A | #N/A | Material Claiming | 0 |  |  | #N/A |  |  |  | 0 |  |  | SLM |  |  | REM
| - | #N/A | #N/A | #N/A | Material Claiming | 0 |  |  | #N/A |  |  |  | 0 |  |  | SLM |  |  | REM
| - | #N/A | #N/A | #N/A | Material Claiming | 0 |  |  | #N/A |  |  |  | 0 |  |  | SLM |  |  | REM
| - | #N/A | #N/A | #N/A | Material Claiming | 0 |  |  | #N/A |  |  |  | 0 |  |  | SLM |  |  | REM
| - | #N/A | #N/A | #N/A | Material Claiming | 0 |  |  | #N/A |  |  |  | 0 |  |  | SLM |  |  | REM
| - | #N/A | #N/A | #N/A | Material Claiming | 0 |  |  | #N/A |  |  |  | 0 |  |  | SLM |  |  | REM
| - | #N/A | #N/A | #N/A | Material Claiming | 0 |  |  | #N/A |  |  |  | 0 |  |  | SLM |  |  | REM
| - | #N/A | #N/A | #N/A | Material Claiming | 0 |  |  | #N/A |  |  |  | 0 |  |  | SLM |  |  | REM
| - | #N/A | #N/A | #N/A | Material Claiming | 0 |  |  | #N/A |  |  |  | 0 |  |  | SLM |  |  | REM
| - | #N/A | #N/A | #N/A | Material Claiming | 0 |  |  | #N/A |  |  |  | 0 |  |  | SLM |  |  | REM
| - | #N/A | #N/A | #N/A | Material Claiming | 0 |  |  | #N/A |  |  |  | 0 |  |  | SLM |  |  | REM
| - | #N/A | #N/A | #N/A | Material Claiming | 0 |  |  | #N/A |  |  |  | 0 |  |  | SLM |  |  | REM
| - | #N/A | #N/A | #N/A | Material Claiming | 0 |  |  | #N/A |  |  |  | 0 |  |  | SLM |  |  | REM
| - | #N/A | #N/A | #N/A | Material Claiming | 0 |  |  | #N/A |  |  |  | 0 |  |  | SLM |  |  | REM
| - | #N/A | #N/A | #N/A | Material Claiming | 0 |  |  | #N/A |  |  |  | 0 |  |  | SLM |  |  | REM
| - | #N/A | #N/A | #N/A | Material Claiming | 0 |  |  | #N/A |  |  |  | 0 |  |  | SLM |  |  | REM
| - | #N/A | #N/A | #N/A | Material Claiming | 0 |  |  | #N/A |  |  |  | 0 |  |  | SLM |  |  | REM
| - | #N/A | #N/A | #N/A | Material Claiming | 0 |  |  | #N/A |  |  |  | 0 |  |  | SLM |  |  | REM
| - | #N/A | #N/A | #N/A | Material Claiming | 0 |  |  | #N/A |  |  |  | 0 |  |  | SLM |  |  | REM
| - | #N/A | #N/A | #N/A | Material Claiming | 0 |  |  | #N/A |  |  |  | 0 |  |  | SLM |  |  | REM
| - | #N/A | #N/A | #N/A | Material Claiming | 0 |  |  | #N/A |  |  |  | 0 |  |  | SLM |  |  | REM
| - | #N/A | #N/A | #N/A | Material Claiming | 0 |  |  | #N/A |  |  |  | 0 |  |  | SLM |  |  | REM
| - | #N/A | #N/A | #N/A | Material Claiming | 0 |  |  | #N/A |  |  |  | 0 |  |  | SLM |  |  | REM
| - | #N/A | #N/A | #N/A | Material Claiming | 0 |  |  | #N/A |  |  |  | 0 |  |  | SLM |  |  | REM
| - | #N/A | #N/A | #N/A | Material Claiming | 0 |  |  | #N/A |  |  |  | 0 |  |  | SLM |  |  | REM
| - | #N/A | #N/A | #N/A | Material Claiming | 0 |  |  | #N/A |  |  |  | 0 |  |  | SLM |  |  | REM
| - | #N/A | #N/A | #N/A | Material Claiming | 0 |  |  | #N/A |  |  |  | 0 |  |  | SLM |  |  | REM
| - | #N/A | #N/A | #N/A | Material Claiming | 0 |  |  | #N/A |  |  |  | 0 |  |  | SLM |  |  | REM
| - | #N/A | #N/A | #N/A | Material Claiming | 0 |  |  | #N/A |  |  |  | 0 |  |  | SLM |  |  | REM
| - | #N/A | #N/A | #N/A | Material Claiming | 0 |  |  | #N/A |  |  |  | 0 |  |  | SLM |  |  | REM
| - | #N/A | #N/A | #N/A | Material Claiming | 0 |  |  | #N/A |  |  |  | 0 |  |  | SLM |  |  | REM
| - | #N/A | #N/A | #N/A | Material Claiming | 0 |  |  | #N/A |  |  |  | 0 |  |  | SLM |  |  | REM
| - | #N/A | #N/A | #N/A | Material Claiming | 0 |  |  | #N/A |  |  |  | 0 |  |  | SLM |  |  | REM
| - | #N/A | #N/A | #N/A | Material Claiming | 0 |  |  | #N/A |  |  |  | 0 |  |  | SLM |  |  | REM
| - | #N/A | #N/A | #N/A | Material Claiming | 0 |  |  | #N/A |  |  |  | 0 |  |  | SLM |  |  | REM
| - | #N/A | #N/A | #N/A | Material Claiming | 0 |  |  | #N/A |  |  |  | 0 |  |  | SLM |  |  | REM
| - | #N/A | #N/A | #N/A | Material Claiming | 0 |  |  | #N/A |  |  |  | 0 |  |  | SLM |  |  | REM
| - | #N/A | #N/A | #N/A | Material Claiming | 0 |  |  | #N/A |  |  |  | 0 |  |  | SLM |  |  | REM
| - | #N/A | #N/A | #N/A | Material Claiming | 0 |  |  | #N/A |  |  |  | 0 |  |  | SLM |  |  | REM
| - | #N/A | #N/A | #N/A | Material Claiming | 0 |  |  | #N/A |  |  |  | 0 |  |  | SLM |  |  | REM
| - | #N/A | #N/A | #N/A | Material Claiming | 0 |  |  | #N/A |  |  |  | 0 |  |  | SLM |  |  | REM
| - | #N/A | #N/A | #N/A | Material Claiming | 0 |  |  | #N/A |  |  |  | 0 |  |  | SLM |  |  | REM
| - | #N/A | #N/A | #N/A | Material Claiming | 0 |  |  | #N/A |  |  |  | 0 |  |  | SLM |  |  | REM
| - | #N/A | #N/A | #N/A | Material Claiming | 0 |  |  | #N/A |  |  |  | 0 |  |  | SLM |  |  | REM
| - | #N/A | #N/A | #N/A | Material Claiming | 0 |  |  | #N/A |  |  |  | 0 |  |  | SLM |  |  | REM
| - | #N/A | #N/A | #N/A | Material Claiming | 0 |  |  | #N/A |  |  |  | 0 |  |  | SLM |  |  | REM
| - | #N/A | #N/A | #N/A | Material Claiming | 0 |  |  | #N/A |  |  |  | 0 |  |  | SLM |  |  | REM
| - | #N/A | #N/A | #N/A | Material Claiming | 0 |  |  | #N/A |  |  |  | 0 |  |  | SLM |  |  | REM
| - | #N/A | #N/A | #N/A | Material Claiming | 0 |  |  | #N/A |  |  |  | 0 |  |  | SLM |  |  | REM
| - | #N/A | #N/A | #N/A | Material Claiming | 0 |  |  | #N/A |  |  |  | 0 |  |  | SLM |  |  | REM
| - | #N/A | #N/A | #N/A | Material Claiming | 0 |  |  | #N/A |  |  |  | 0 |  |  | SLM |  |  | REM
| - | #N/A | #N/A | #N/A | Material Claiming | 0 |  |  | #N/A |  |  |  | 0 |  |  | SLM |  |  | REM
| - | #N/A | #N/A | #N/A | Material Claiming | 0 |  |  | #N/A |  |  |  | 0 |  |  | SLM |  |  | REM
| - | #N/A | #N/A | #N/A | Material Claiming | 0 |  |  | #N/A |  |  |  | 0 |  |  | SLM |  |  | REM
| - | #N/A | #N/A | #N/A | Material Claiming | 0 |  |  | #N/A |  |  |  | 0 |  |  | SLM |  |  | REM
| - | #N/A | #N/A | #N/A | Material Claiming | 0 |  |  | #N/A |  |  |  | 0 |  |  | SLM |  |  | REM
| - | #N/A | #N/A | #N/A | Material Claiming | 0 |  |  | #N/A |  |  |  | 0 |  |  | SLM |  |  | REM
| - | #N/A | #N/A | #N/A | Material Claiming | 0 |  |  | #N/A |  |  |  | 0 |  |  | SLM |  |  | REM
| - | #N/A | #N/A | #N/A | Material Claiming | 0 |  |  | #N/A |  |  |  | 0 |  |  | SLM |  |  | REM
| - | #N/A | #N/A | #N/A | Material Claiming | 0 |  |  | #N/A |  |  |  | 0 |  |  | SLM |  |  | REM
| - | #N/A | #N/A | #N/A | Material Claiming | 0 |  |  | #N/A |  |  |  | 0 |  |  | SLM |  |  | REM
| - | #N/A | #N/A | #N/A | Material Claiming | 0 |  |  | #N/A |  |  |  | 0 |  |  | SLM |  |  | REM
| - | #N/A | #N/A | #N/A | Material Claiming | 0 |  |  | #N/A |  |  |  | 0 |  |  | SLM |  |  | REM
| - | #N/A | #N/A | #N/A | Material Claiming | 0 |  |  | #N/A |  |  |  | 0 |  |  | SLM |  |  | REM
| - | #N/A | #N/A | #N/A | Material Claiming | 0 |  |  | #N/A |  |  |  | 0 |  |  | SLM |  |  | REM
| - | #N/A | #N/A | #N/A | Material Claiming | 0 |  |  | #N/A |  |  |  | 0 |  |  | SLM |  |  | REM
| - | #N/A | #N/A | #N/A | Material Claiming | 0 |  |  | #N/A |  |  |  | 0 |  |  | SLM |  |  | REM
| - | #N/A | #N/A | #N/A | Material Claiming | 0 |  |  | #N/A |  |  |  | 0 |  |  | SLM |  |  | REM
| - | #N/A | #N/A | #N/A | Material Claiming | 0 |  |  | #N/A |  |  |  | 0 |  |  | SLM |  |  | REM
| - | #N/A | #N/A | #N/A | Material Claiming | 0 |  |  | #N/A |  |  |  | 0 |  |  | SLM |  |  | REM
| - | #N/A | #N/A | #N/A | Material Claiming | 0 |  |  | #N/A |  |  |  | 0 |  |  | SLM |  |  | REM
| - | #N/A | #N/A | #N/A | Material Claiming | 0 |  |  | #N/A |  |  |  | 0 |  |  | SLM |  |  | REM
| - | #N/A | #N/A | #N/A | Material Claiming | 0 |  |  | #N/A |  |  |  | 0 |  |  | SLM |  |  | REM
| - | #N/A | #N/A | #N/A | Material Claiming | 0 |  |  | #N/A |  |  |  | 0 |  |  | SLM |  |  | REM
| - | #N/A | #N/A | #N/A | Material Claiming | 0 |  |  | #N/A |  |  |  | 0 |  |  | SLM |  |  | REM
| - | #N/A | #N/A | #N/A | Material Claiming | 0 |  |  | #N/A |  |  |  | 0 |  |  | SLM |  |  | REM
| - | #N/A | #N/A | #N/A | Material Claiming | 0 |  |  | #N/A |  |  |  | 0 |  |  | SLM |  |  | REM
| - | #N/A | #N/A | #N/A | Material Claiming | 0 |  |  | #N/A |  |  |  | 0 |  |  | SLM |  |  | REM
| - | #N/A | #N/A | #N/A | Material Claiming | 0 |  |  | #N/A |  |  |  | 0 |  |  | SLM |  |  | REM
| - | #N/A | #N/A | #N/A | Material Claiming | 0 |  |  | #N/A |  |  |  | 0 |  |  | SLM |  |  | REM
| - | #N/A | #N/A | #N/A | Material Claiming | 0 |  |  | #N/A |  |  |  | 0 |  |  | SLM |  |  | REM
| - | #N/A | #N/A | #N/A | Material Claiming | 0 |  |  | #N/A |  |  |  | 0 |  |  | SLM |  |  | REM
| - | #N/A | #N/A | #N/A | Material Claiming | 0 |  |  | #N/A |  |  |  | 0 |  |  | SLM |  |  | REM
| - | #N/A | #N/A | #N/A | Material Claiming | 0 |  |  | #N/A |  |  |  | 0 |  |  | SLM |  |  | REM
| - | #N/A | #N/A | #N/A | Material Claiming | 0 |  |  | #N/A |  |  |  | 0 |  |  | SLM |  |  | REM
| - | #N/A | #N/A | #N/A | Material Claiming | 0 |  |  | #N/A |  |  |  | 0 |  |  | SLM |  |  | REM
| - | #N/A | #N/A | #N/A | Material Claiming | 0 |  |  | #N/A |  |  |  | 0 |  |  | SLM |  |  | REM
| - | #N/A | #N/A | #N/A | Material Claiming | 0 |  |  | #N/A |  |  |  | 0 |  |  | SLM |  |  | REM
| - | #N/A | #N/A | #N/A | Material Claiming | 0 |  |  | #N/A |  |  |  | 0 |  |  | SLM |  |  | REM
| - | #N/A | #N/A | #N/A | Material Claiming | 0 |  |  | #N/A |  |  |  | 0 |  |  | SLM |  |  | REM
| - | #N/A | #N/A | #N/A | Material Claiming | 0 |  |  | #N/A |  |  |  | 0 |  |  | SLM |  |  | REM
| - | #N/A | #N/A | #N/A | Material Claiming | 0 |  |  | #N/A |  |  |  | 0 |  |  | SLM |  |  | REM
| - | #N/A | #N/A | #N/A | Material Claiming | 0 |  |  | #N/A |  |  |  | 0 |  |  | SLM |  |  | REM
| - | #N/A | #N/A | #N/A | Material Claiming | 0 |  |  | #N/A |  |  |  | 0 |  |  | SLM |  |  | REM
| - | #N/A | #N/A | #N/A | Material Claiming | 0 |  |  | #N/A |  |  |  | 0 |  |  | SLM |  |  | REM
| - | #N/A | #N/A | #N/A | Material Claiming | 0 |  |  | #N/A |  |  |  | 0 |  |  | SLM |  |  | REM
| - | #N/A | #N/A | #N/A | Material Claiming | 0 |  |  | #N/A |  |  |  | 0 |  |  | SLM |  |  | REM
| - | #N/A | #N/A | #N/A | Material Claiming | 0 |  |  | #N/A |  |  |  | 0 |  |  | SLM |  |  | REM
| - | #N/A | #N/A | #N/A | Material Claiming | 0 |  |  | #N/A |  |  |  | 0 |  |  | SLM |  |  | REM
| - | #N/A | #N/A | #N/A | Material Claiming | 0 |  |  | #N/A |  |  |  | 0 |  |  | SLM |  |  | REM
| - | #N/A | #N/A | #N/A | Material Claiming | 0 |  |  | #N/A |  |  |  | 0 |  |  | SLM |  |  | REM
| - | #N/A | #N/A | #N/A | Material Claiming | 0 |  |  | #N/A |  |  |  | 0 |  |  | SLM |  |  | REM
| - | #N/A | #N/A | #N/A | Material Claiming | 0 |  |  | #N/A |  |  |  | 0 |  |  | SLM |  |  | REM
| - | #N/A | #N/A | #N/A | Material Claiming | 0 |  |  | #N/A |  |  |  | 0 |  |  | SLM |  |  | REM
| - | #N/A | #N/A | #N/A | Material Claiming | 0 |  |  | #N/A |  |  |  | 0 |  |  | SLM |  |  | REM
| - | #N/A | #N/A | #N/A | Material Claiming | 0 |  |  | #N/A |  |  |  | 0 |  |  | SLM |  |  | REM
| - | #N/A | #N/A | #N/A | Material Claiming | 0 |  |  | #N/A |  |  |  | 0 |  |  | SLM |  |  | REM
| - | #N/A | #N/A | #N/A | Material Claiming | 0 |  |  | #N/A |  |  |  | 0 |  |  | SLM |  |  | REM
| - | #N/A | #N/A | #N/A | Material Claiming | 0 |  |  | #N/A |  |  |  | 0 |  |  | SLM |  |  | REM
| - | #N/A | #N/A | #N/A | Material Claiming | 0 |  |  | #N/A |  |  |  | 0 |  |  | SLM |  |  | REM
| - | #N/A | #N/A | #N/A | Material Claiming | 0 |  |  | #N/A |  |  |  | 0 |  |  | SLM |  |  | REM
| - | #N/A | #N/A | #N/A | Material Claiming | 0 |  |  | #N/A |  |  |  | 0 |  |  | SLM |  |  | REM
| - | #N/A | #N/A | #N/A | Material Claiming | 0 |  |  | #N/A |  |  |  | 0 |  |  | SLM |  |  | REM
| - | #N/A | #N/A | #N/A | Material Claiming | 0 |  |  | #N/A |  |  |  | 0 |  |  | SLM |  |  | REM
| - | #N/A | #N/A | #N/A | Material Claiming | 0 |  |  | #N/A |  |  |  | 0 |  |  | SLM |  |  | REM
| - | #N/A | #N/A | #N/A | Material Claiming | 0 |  |  | #N/A |  |  |  | 0 |  |  | SLM |  |  | REM
| - | #N/A | #N/A | #N/A | Material Claiming | 0 |  |  | #N/A |  |  |  | 0 |  |  | SLM |  |  | REM
| - | #N/A | #N/A | #N/A | Material Claiming | 0 |  |  | #N/A |  |  |  | 0 |  |  | SLM |  |  | REM
| - | #N/A | #N/A | #N/A | Material Claiming | 0 |  |  | #N/A |  |  |  | 0 |  |  | SLM |  |  | REM
| - | #N/A | #N/A | #N/A | Material Claiming | 0 |  |  | #N/A |  |  |  | 0 |  |  | SLM |  |  | REM
| - | #N/A | #N/A | #N/A | Material Claiming | 0 |  |  | #N/A |  |  |  | 0 |  |  | SLM |  |  | REM
| - | #N/A | #N/A | #N/A | Material Claiming | 0 |  |  | #N/A |  |  |  | 0 |  |  | SLM |  |  | REM
| - | #N/A | #N/A | #N/A | Material Claiming | 0 |  |  | #N/A |  |  |  | 0 |  |  | SLM |  |  | REM
| - | #N/A | #N/A | #N/A | Material Claiming | 0 |  |  | #N/A |  |  |  | 0 |  |  | SLM |  |  | REM
| - | #N/A | #N/A | #N/A | Material Claiming | 0 |  |  | #N/A |  |  |  | 0 |  |  | SLM |  |  | REM
| - | #N/A | #N/A | #N/A | Material Claiming | 0 |  |  | #N/A |  |  |  | 0 |  |  | SLM |  |  | REM
| - | #N/A | #N/A | #N/A | Material Claiming | 0 |  |  | #N/A |  |  |  | 0 |  |  | SLM |  |  | REM
| - | #N/A | #N/A | #N/A | Material Claiming | 0 |  |  | #N/A |  |  |  | 0 |  |  | SLM |  |  | REM
| - | #N/A | #N/A | #N/A | Material Claiming | 0 |  |  | #N/A |  |  |  | 0 |  |  | SLM |  |  | REM
| - | #N/A | #N/A | #N/A | Material Claiming | 0 |  |  | #N/A |  |  |  | 0 |  |  | SLM |  |  | REM
| - | #N/A | #N/A | #N/A | Material Claiming | 0 |  |  | #N/A |  |  |  | 0 |  |  | SLM |  |  | REM
| - | #N/A | #N/A | #N/A | Material Claiming | 0 |  |  | #N/A |  |  |  | 0 |  |  | SLM |  |  | REM
| - | #N/A | #N/A | #N/A | Material Claiming | 0 |  |  | #N/A |  |  |  | 0 |  |  | SLM |  |  | REM
| - | #N/A | #N/A | #N/A | Material Claiming | 0 |  |  | #N/A |  |  |  | 0 |  |  | SLM |  |  | REM
| - | #N/A | #N/A | #N/A | Material Claiming | 0 |  |  | #N/A |  |  |  | 0 |  |  | SLM |  |  | REM
| - | #N/A | #N/A | #N/A | Material Claiming | 0 |  |  | #N/A |  |  |  | 0 |  |  | SLM |  |  | REM
| - | #N/A | #N/A | #N/A | Material Claiming | 0 |  |  | #N/A |  |  |  | 0 |  |  | SLM |  |  | REM
| - | #N/A | #N/A | #N/A | Material Claiming | 0 |  |  | #N/A |  |  |  | 0 |  |  | SLM |  |  | REM
| - | #N/A | #N/A | #N/A | Material Claiming | 0 |  |  | #N/A |  |  |  | 0 |  |  | SLM |  |  | REM
| - | #N/A | #N/A | #N/A | Material Claiming | 0 |  |  | #N/A |  |  |  | 0 |  |  | SLM |  |  | REM
| - | #N/A | #N/A | #N/A | Material Claiming | 0 |  |  | #N/A |  |  |  | 0 |  |  | SLM |  |  | REM
| - | #N/A | #N/A | #N/A | Material Claiming | 0 |  |  | #N/A |  |  |  | 0 |  |  | SLM |  |  | REM
| - | #N/A | #N/A | #N/A | Material Claiming | 0 |  |  | #N/A |  |  |  | 0 |  |  | SLM |  |  | REM
| - | #N/A | #N/A | #N/A | Material Claiming | 0 |  |  | #N/A |  |  |  | 0 |  |  | SLM |  |  | REM
| - | #N/A | #N/A | #N/A | Material Claiming | 0 |  |  | #N/A |  |  |  | 0 |  |  | SLM |  |  | REM
| - | #N/A | #N/A | #N/A | Material Claiming | 0 |  |  | #N/A |  |  |  | 0 |  |  | SLM |  |  | REM
| - | #N/A | #N/A | #N/A | Material Claiming | 0 |  |  | #N/A |  |  |  | 0 |  |  | SLM |  |  | REM
| - | #N/A | #N/A | #N/A | Material Claiming | 0 |  |  | #N/A |  |  |  | 0 |  |  | SLM |  |  | REM
| - | #N/A | #N/A | #N/A | Material Claiming | 0 |  |  | #N/A |  |  |  | 0 |  |  | SLM |  |  | REM
| - | #N/A | #N/A | #N/A | Material Claiming | 0 |  |  | #N/A |  |  |  | 0 |  |  | SLM |  |  | REM
| - | #N/A | #N/A | #N/A | Material Claiming | 0 |  |  | #N/A |  |  |  | 0 |  |  | SLM |  |  | REM
| - | #N/A | #N/A | #N/A | Material Claiming | 0 |  |  | #N/A |  |  |  | 0 |  |  | SLM |  |  | REM
| - | #N/A | #N/A | #N/A | Material Claiming | 0 |  |  | #N/A |  |  |  | 0 |  |  | SLM |  |  | REM
| - | #N/A | #N/A | #N/A | Material Claiming | 0 |  |  | #N/A |  |  |  | 0 |  |  | SLM |  |  | REM
| - | #N/A | #N/A | #N/A | Material Claiming | 0 |  |  | #N/A |  |  |  | 0 |  |  | SLM |  |  | REM
| - | #N/A | #N/A | #N/A | Material Claiming | 0 |  |  | #N/A |  |  |  | 0 |  |  | SLM |  |  | REM
| - | #N/A | #N/A | #N/A | Material Claiming | 0 |  |  | #N/A |  |  |  | 0 |  |  | SLM |  |  | REM
| - | #N/A | #N/A | #N/A | Material Claiming | 0 |  |  | #N/A |  |  |  | 0 |  |  | SLM |  |  | REM
| - | #N/A | #N/A | #N/A | Material Claiming | 0 |  |  | #N/A |  |  |  | 0 |  |  | SLM |  |  | REM
| - | #N/A | #N/A | #N/A | Material Claiming | 0 |  |  | #N/A |  |  |  | 0 |  |  | SLM |  |  | REM
| - | #N/A | #N/A | #N/A | Material Claiming | 0 |  |  | #N/A |  |  |  | 0 |  |  | SLM |  |  | REM
| - | #N/A | #N/A | #N/A | Material Claiming | 0 |  |  | #N/A |  |  |  | 0 |  |  | SLM |  |  | REM
| - | #N/A | #N/A | #N/A | Material Claiming | 0 |  |  | #N/A |  |  |  | 0 |  |  | SLM |  |  | REM
| - | #N/A | #N/A | #N/A | Material Claiming | 0 |  |  | #N/A |  |  |  | 0 |  |  | SLM |  |  | REM
| - | #N/A | #N/A | #N/A | Material Claiming | 0 |  |  | #N/A |  |  |  | 0 |  |  | SLM |  |  | REM
| - | #N/A | #N/A | #N/A | Material Claiming | 0 |  |  | #N/A |  |  |  | 0 |  |  | SLM |  |  | REM
| - | #N/A | #N/A | #N/A | Material Claiming | 0 |  |  | #N/A |  |  |  | 0 |  |  | SLM |  |  | REM
| - | #N/A | #N/A | #N/A | Material Claiming | 0 |  |  | #N/A |  |  |  | 0 |  |  | SLM |  |  | REM
| - | #N/A | #N/A | #N/A | Material Claiming | 0 |  |  | #N/A |  |  |  | 0 |  |  | SLM |  |  | REM
| - | #N/A | #N/A | #N/A | Material Claiming | 0 |  |  | #N/A |  |  |  | 0 |  |  | SLM |  |  | REM
| - | #N/A | #N/A | #N/A | Material Claiming | 0 |  |  | #N/A |  |  |  | 0 |  |  | SLM |  |  | REM
| - | #N/A | #N/A | #N/A | Material Claiming | 0 |  |  | #N/A |  |  |  | 0 |  |  | SLM |  |  | REM
| - | #N/A | #N/A | #N/A | Material Claiming | 0 |  |  | #N/A |  |  |  | 0 |  |  | SLM |  |  | REM
| - | #N/A | #N/A | #N/A | Material Claiming | 0 |  |  | #N/A |  |  |  | 0 |  |  | SLM |  |  | REM
| - | #N/A | #N/A | #N/A | Material Claiming | 0 |  |  | #N/A |  |  |  | 0 |  |  | SLM |  |  | REM
| - | #N/A | #N/A | #N/A | Material Claiming | 0 |  |  | #N/A |  |  |  | 0 |  |  | SLM |  |  | REM
| - | #N/A | #N/A | #N/A | Material Claiming | 0 |  |  | #N/A |  |  |  | 0 |  |  | SLM |  |  | REM
| - | #N/A | #N/A | #N/A | Material Claiming | 0 |  |  | #N/A |  |  |  | 0 |  |  | SLM |  |  | REM
| - | #N/A | #N/A | #N/A | Material Claiming | 0 |  |  | #N/A |  |  |  | 0 |  |  | SLM |  |  | REM
| - | #N/A | #N/A | #N/A | Material Claiming | 0 |  |  | #N/A |  |  |  | 0 |  |  | SLM |  |  | REM
| - | #N/A | #N/A | #N/A | Material Claiming | 0 |  |  | #N/A |  |  |  | 0 |  |  | SLM |  |  | REM
| - | #N/A | #N/A | #N/A | Material Claiming | 0 |  |  | #N/A |  |  |  | 0 |  |  | SLM |  |  | REM
| - | #N/A | #N/A | #N/A | Material Claiming | 0 |  |  | #N/A |  |  |  | 0 |  |  | SLM |  |  | REM
| - | #N/A | #N/A | #N/A | Material Claiming | 0 |  |  | #N/A |  |  |  | 0 |  |  | SLM |  |  | REM
| - | #N/A | #N/A | #N/A | Material Claiming | 0 |  |  | #N/A |  |  |  | 0 |  |  | SLM |  |  | REM
| - | #N/A | #N/A | #N/A | Material Claiming | 0 |  |  | #N/A |  |  |  | 0 |  |  | SLM |  |  | REM
| - | #N/A | #N/A | #N/A | Material Claiming | 0 |  |  | #N/A |  |  |  | 0 |  |  | SLM |  |  | REM
| - | #N/A | #N/A | #N/A | Material Claiming | 0 |  |  | #N/A |  |  |  | 0 |  |  | SLM |  |  | REM
| - | #N/A | #N/A | #N/A | Material Claiming | 0 |  |  | #N/A |  |  |  | 0 |  |  | SLM |  |  | REM
| - | #N/A | #N/A | #N/A | Material Claiming | 0 |  |  | #N/A |  |  |  | 0 |  |  | SLM |  |  | REM
| - | #N/A | #N/A | #N/A | Material Claiming | 0 |  |  | #N/A |  |  |  | 0 |  |  | SLM |  |  | REM
| - | #N/A | #N/A | #N/A | Material Claiming | 0 |  |  | #N/A |  |  |  | 0 |  |  | SLM |  |  | REM
| - | #N/A | #N/A | #N/A | Material Claiming | 0 |  |  | #N/A |  |  |  | 0 |  |  | SLM |  |  | REM
| - | #N/A | #N/A | #N/A | Material Claiming | 0 |  |  | #N/A |  |  |  | 0 |  |  | SLM |  |  | REM
| - | #N/A | #N/A | #N/A | Material Claiming | 0 |  |  | #N/A |  |  |  | 0 |  |  | SLM |  |  | REM
| - | #N/A | #N/A | #N/A | Material Claiming | 0 |  |  | #N/A |  |  |  | 0 |  |  | SLM |  |  | REM
| - | #N/A | #N/A | #N/A | Material Claiming | 0 |  |  | #N/A |  |  |  | 0 |  |  | SLM |  |  | REM
| - | #N/A | #N/A | #N/A | Material Claiming | 0 |  |  | #N/A |  |  |  | 0 |  |  | SLM |  |  | REM
| - | #N/A | #N/A | #N/A | Material Claiming | 0 |  |  | #N/A |  |  |  | 0 |  |  | SLM |  |  | REM
| - | #N/A | #N/A | #N/A | Material Claiming | 0 |  |  | #N/A |  |  |  | 0 |  |  | SLM |  |  | REM
| - | #N/A | #N/A | #N/A | Material Claiming | 0 |  |  | #N/A |  |  |  | 0 |  |  | SLM |  |  | REM
| - | #N/A | #N/A | #N/A | Material Claiming | 0 |  |  | #N/A |  |  |  | 0 |  |  | SLM |  |  | REM
| - | #N/A | #N/A | #N/A | Material Claiming | 0 |  |  | #N/A |  |  |  | 0 |  |  | SLM |  |  | REM
| - | #N/A | #N/A | #N/A | Material Claiming | 0 |  |  | #N/A |  |  |  | 0 |  |  | SLM |  |  | REM
| - | #N/A | #N/A | #N/A | Material Claiming | 0 |  |  | #N/A |  |  |  | 0 |  |  | SLM |  |  | REM
| - | #N/A | #N/A | #N/A | Material Claiming | 0 |  |  | #N/A |  |  |  | 0 |  |  | SLM |  |  | REM
| - | #N/A | #N/A | #N/A | Material Claiming | 0 |  |  | #N/A |  |  |  | 0 |  |  | SLM |  |  | REM
| - | #N/A | #N/A | #N/A | Material Claiming | 0 |  |  | #N/A |  |  |  | 0 |  |  | SLM |  |  | REM
| - | #N/A | #N/A | #N/A | Material Claiming | 0 |  |  | #N/A |  |  |  | 0 |  |  | SLM |  |  | REM
| - | #N/A | #N/A | #N/A | Material Claiming | 0 |  |  | #N/A |  |  |  | 0 |  |  | SLM |  |  | REM
| - | #N/A | #N/A | #N/A | Material Claiming | 0 |  |  | #N/A |  |  |  | 0 |  |  | SLM |  |  | REM
| - | #N/A | #N/A | #N/A | Material Claiming | 0 |  |  | #N/A |  |  |  | 0 |  |  | SLM |  |  | REM
| - | #N/A | #N/A | #N/A | Material Claiming | 0 |  |  | #N/A |  |  |  | 0 |  |  | SLM |  |  | REM
| - | #N/A | #N/A | #N/A | Material Claiming | 0 |  |  | #N/A |  |  |  | 0 |  |  | SLM |  |  | REM
| - | #N/A | #N/A | #N/A | Material Claiming | 0 |  |  | #N/A |  |  |  | 0 |  |  | SLM |  |  | REM
| - | #N/A | #N/A | #N/A | Material Claiming | 0 |  |  | #N/A |  |  |  | 0 |  |  | SLM |  |  | REM
| - | #N/A | #N/A | #N/A | Material Claiming | 0 |  |  | #N/A |  |  |  | 0 |  |  | SLM |  |  | REM
| - | #N/A | #N/A | #N/A | Material Claiming | 0 |  |  | #N/A |  |  |  | 0 |  |  | SLM |  |  | REM
| - | #N/A | #N/A | #N/A | Material Claiming | 0 |  |  | #N/A |  |  |  | 0 |  |  | SLM |  |  | REM
| - | #N/A | #N/A | #N/A | Material Claiming | 0 |  |  | #N/A |  |  |  | 0 |  |  | SLM |  |  | REM
| - | #N/A | #N/A | #N/A | Material Claiming | 0 |  |  | #N/A |  |  |  | 0 |  |  | SLM |  |  | REM
| - | #N/A | #N/A | #N/A | Material Claiming | 0 |  |  | #N/A |  |  |  | 0 |  |  | SLM |  |  | REM
| - | #N/A | #N/A | #N/A | Material Claiming | 0 |  |  | #N/A |  |  |  | 0 |  |  | SLM |  |  | REM
| - | #N/A | #N/A | #N/A | Material Claiming | 0 |  |  | #N/A |  |  |  | 0 |  |  | SLM |  |  | REM
| - | #N/A | #N/A | #N/A | Material Claiming | 0 |  |  | #N/A |  |  |  | 0 |  |  | SLM |  |  | REM
| - | #N/A | #N/A | #N/A | Material Claiming | 0 |  |  | #N/A |  |  |  | 0 |  |  | SLM |  |  | REM
| - | #N/A | #N/A | #N/A | Material Claiming | 0 |  |  | #N/A |  |  |  | 0 |  |  | SLM |  |  | REM
| - | #N/A | #N/A | #N/A | Material Claiming | 0 |  |  | #N/A |  |  |  | 0 |  |  | SLM |  |  | REM
| - | #N/A | #N/A | #N/A | Material Claiming | 0 |  |  | #N/A |  |  |  | 0 |  |  | SLM |  |  | REM
| - | #N/A | #N/A | #N/A | Material Claiming | 0 |  |  | #N/A |  |  |  | 0 |  |  | SLM |  |  | REM
| - | #N/A | #N/A | #N/A | Material Claiming | 0 |  |  | #N/A |  |  |  | 0 |  |  | SLM |  |  | REM
| - | #N/A | #N/A | #N/A | Material Claiming | 0 |  |  | #N/A |  |  |  | 0 |  |  | SLM |  |  | REM
| - | #N/A | #N/A | #N/A | Material Claiming | 0 |  |  | #N/A |  |  |  | 0 |  |  | SLM |  |  | REM
| - | #N/A | #N/A | #N/A | Material Claiming | 0 |  |  | #N/A |  |  |  | 0 |  |  | SLM |  |  | REM
| - | #N/A | #N/A | #N/A | Material Claiming | 0 |  |  | #N/A |  |  |  | 0 |  |  | SLM |  |  | REM
| - | #N/A | #N/A | #N/A | Material Claiming | 0 |  |  | #N/A |  |  |  | 0 |  |  | SLM |  |  | REM
| - | #N/A | #N/A | #N/A | Material Claiming | 0 |  |  | #N/A |  |  |  | 0 |  |  | SLM |  |  | REM
| - | #N/A | #N/A | #N/A | Material Claiming | 0 |  |  | #N/A |  |  |  | 0 |  |  | SLM |  |  | REM
| - | #N/A | #N/A | #N/A | Material Claiming | 0 |  |  | #N/A |  |  |  | 0 |  |  | SLM |  |  | REM
| - | #N/A | #N/A | #N/A | Material Claiming | 0 |  |  | #N/A |  |  |  | 0 |  |  | SLM |  |  | REM
| - | #N/A | #N/A | #N/A | Material Claiming | 0 |  |  | #N/A |  |  |  | 0 |  |  | SLM |  |  | REM
| - | #N/A | #N/A | #N/A | Material Claiming | 0 |  |  | #N/A |  |  |  | 0 |  |  | SLM |  |  | REM
| - | #N/A | #N/A | #N/A | Material Claiming | 0 |  |  | #N/A |  |  |  | 0 |  |  | SLM |  |  | REM
| - | #N/A | #N/A | #N/A | Material Claiming | 0 |  |  | #N/A |  |  |  | 0 |  |  | SLM |  |  | REM
| - | #N/A | #N/A | #N/A | Material Claiming | 0 |  |  | #N/A |  |  |  | 0 |  |  | SLM |  |  | REM
| - | #N/A | #N/A | #N/A | Material Claiming | 0 |  |  | #N/A |  |  |  | 0 |  |  | SLM |  |  | REM
| - | #N/A | #N/A | #N/A | Material Claiming | 0 |  |  | #N/A |  |  |  | 0 |  |  | SLM |  |  | REM
| - | #N/A | #N/A | #N/A | Material Claiming | 0 |  |  | #N/A |  |  |  | 0 |  |  | SLM |  |  | REM
| - | #N/A | #N/A | #N/A | Material Claiming | 0 |  |  | #N/A |  |  |  | 0 |  |  | SLM |  |  | REM
| - | #N/A | #N/A | #N/A | Material Claiming | 0 |  |  | #N/A |  |  |  | 0 |  |  | SLM |  |  | REM
| - | #N/A | #N/A | #N/A | Material Claiming | 0 |  |  | #N/A |  |  |  | 0 |  |  | SLM |  |  | REM
| - | #N/A | #N/A | #N/A | Material Claiming | 0 |  |  | #N/A |  |  |  | 0 |  |  | SLM |  |  | REM
| - | #N/A | #N/A | #N/A | Material Claiming | 0 |  |  | #N/A |  |  |  | 0 |  |  | SLM |  |  | REM
| - | #N/A | #N/A | #N/A | Material Claiming | 0 |  |  | #N/A |  |  |  | 0 |  |  | SLM |  |  | REM
| - | #N/A | #N/A | #N/A | Material Claiming | 0 |  |  | #N/A |  |  |  | 0 |  |  | SLM |  |  | REM
| - | #N/A | #N/A | #N/A | Material Claiming | 0 |  |  | #N/A |  |  |  | 0 |  |  | SLM |  |  | REM
| - | #N/A | #N/A | #N/A | Material Claiming | 0 |  |  | #N/A |  |  |  | 0 |  |  | SLM |  |  | REM
| - | #N/A | #N/A | #N/A | Material Claiming | 0 |  |  | #N/A |  |  |  | 0 |  |  | SLM |  |  | REM
| - | #N/A | #N/A | #N/A | Material Claiming | 0 |  |  | #N/A |  |  |  | 0 |  |  | SLM |  |  | REM
| - | #N/A | #N/A | #N/A | Material Claiming | 0 |  |  | #N/A |  |  |  | 0 |  |  | SLM |  |  | REM
| - | #N/A | #N/A | #N/A | Material Claiming | 0 |  |  | #N/A |  |  |  | 0 |  |  | SLM |  |  | REM
| - | #N/A | #N/A | #N/A | Material Claiming | 0 |  |  | #N/A |  |  |  | 0 |  |  | SLM |  |  | REM
| - | #N/A | #N/A | #N/A | Material Claiming | 0 |  |  | #N/A |  |  |  | 0 |  |  | SLM |  |  | REM
| - | #N/A | #N/A | #N/A | Material Claiming | 0 |  |  | #N/A |  |  |  | 0 |  |  | SLM |  |  | REM
| - | #N/A | #N/A | #N/A | Material Claiming | 0 |  |  | #N/A |  |  |  | 0 |  |  | SLM |  |  | REM
| - | #N/A | #N/A | #N/A | Material Claiming | 0 |  |  | #N/A |  |  |  | 0 |  |  | SLM |  |  | REM
| - | #N/A | #N/A | #N/A | Material Claiming | 0 |  |  | #N/A |  |  |  | 0 |  |  | SLM |  |  | REM
| - | #N/A | #N/A | #N/A | Material Claiming | 0 |  |  | #N/A |  |  |  | 0 |  |  | SLM |  |  | REM
| - | #N/A | #N/A | #N/A | Material Claiming | 0 |  |  | #N/A |  |  |  | 0 |  |  | SLM |  |  | REM
| - | #N/A | #N/A | #N/A | Material Claiming | 0 |  |  | #N/A |  |  |  | 0 |  |  | SLM |  |  | REM
| - | #N/A | #N/A | #N/A | Material Claiming | 0 |  |  | #N/A |  |  |  | 0 |  |  | SLM |  |  | REM
| - | #N/A | #N/A | #N/A | Material Claiming | 0 |  |  | #N/A |  |  |  | 0 |  |  | SLM |  |  | REM
| - | #N/A | #N/A | #N/A | Material Claiming | 0 |  |  | #N/A |  |  |  | 0 |  |  | SLM |  |  | REM
| - | #N/A | #N/A | #N/A | Material Claiming | 0 |  |  | #N/A |  |  |  | 0 |  |  | SLM |  |  | REM
| - | #N/A | #N/A | #N/A | Material Claiming | 0 |  |  | #N/A |  |  |  | 0 |  |  | SLM |  |  | REM
| - | #N/A | #N/A | #N/A | Material Claiming | 0 |  |  | #N/A |  |  |  | 0 |  |  | SLM |  |  | REM
| - | #N/A | #N/A | #N/A | Material Claiming | 0 |  |  | #N/A |  |  |  | 0 |  |  | SLM |  |  | REM
| - | #N/A | #N/A | #N/A | Material Claiming | 0 |  |  | #N/A |  |  |  | 0 |  |  | SLM |  |  | REM
| - | #N/A | #N/A | #N/A | Material Claiming | 0 |  |  | #N/A |  |  |  | 0 |  |  | SLM |  |  | REM
| - | #N/A | #N/A | #N/A | Material Claiming | 0 |  |  | #N/A |  |  |  | 0 |  |  | SLM |  |  | REM
| - | #N/A | #N/A | #N/A | Material Claiming | 0 |  |  | #N/A |  |  |  | 0 |  |  | SLM |  |  | REM
| - | #N/A | #N/A | #N/A | Material Claiming | 0 |  |  | #N/A |  |  |  | 0 |  |  | SLM |  |  | REM
| - | #N/A | #N/A | #N/A | Material Claiming | 0 |  |  | #N/A |  |  |  | 0 |  |  | SLM |  |  | REM
| - | #N/A | #N/A | #N/A | Material Claiming | 0 |  |  | #N/A |  |  |  | 0 |  |  | SLM |  |  | REM
| - | #N/A | #N/A | #N/A | Material Claiming | 0 |  |  | #N/A |  |  |  | 0 |  |  | SLM |  |  | REM
| - | #N/A | #N/A | #N/A | Material Claiming | 0 |  |  | #N/A |  |  |  | 0 |  |  | SLM |  |  | REM
| - | #N/A | #N/A | #N/A | Material Claiming | 0 |  |  | #N/A |  |  |  | 0 |  |  | SLM |  |  | REM
| - | #N/A | #N/A | #N/A | Material Claiming | 0 |  |  | #N/A |  |  |  | 0 |  |  | SLM |  |  | REM
| - | #N/A | #N/A | #N/A | Material Claiming | 0 |  |  | #N/A |  |  |  | 0 |  |  | SLM |  |  | REM
| - | #N/A | #N/A | #N/A | Material Claiming | 0 |  |  | #N/A |  |  |  | 0 |  |  | SLM |  |  | REM
| - | #N/A | #N/A | #N/A | Material Claiming | 0 |  |  | #N/A |  |  |  | 0 |  |  | SLM |  |  | REM
| - | #N/A | #N/A | #N/A | Material Claiming | 0 |  |  | #N/A |  |  |  | 0 |  |  | SLM |  |  | REM
| - | #N/A | #N/A | #N/A | Material Claiming | 0 |  |  | #N/A |  |  |  | 0 |  |  | SLM |  |  | REM
| - | #N/A | #N/A | #N/A | Material Claiming | 0 |  |  | #N/A |  |  |  | 0 |  |  | SLM |  |  | REM
| - | #N/A | #N/A | #N/A | Material Claiming | 0 |  |  | #N/A |  |  |  | 0 |  |  | SLM |  |  | REM
| - | #N/A | #N/A | #N/A | Material Claiming | 0 |  |  | #N/A |  |  |  | 0 |  |  | SLM |  |  | REM
| - | #N/A | #N/A | #N/A | Material Claiming | 0 |  |  | #N/A |  |  |  | 0 |  |  | SLM |  |  | REM
| - | #N/A | #N/A | #N/A | Material Claiming | 0 |  |  | #N/A |  |  |  | 0 |  |  | SLM |  |  | REM
| - | #N/A | #N/A | #N/A | Material Claiming | 0 |  |  | #N/A |  |  |  | 0 |  |  | SLM |  |  | REM
| - | #N/A | #N/A | #N/A | Material Claiming | 0 |  |  | #N/A |  |  |  | 0 |  |  | SLM |  |  | REM
| - | #N/A | #N/A | #N/A | Material Claiming | 0 |  |  | #N/A |  |  |  | 0 |  |  | SLM |  |  | REM
| - | #N/A | #N/A | #N/A | Material Claiming | 0 |  |  | #N/A |  |  |  | 0 |  |  | SLM |  |  | REM
| - | #N/A | #N/A | #N/A | Material Claiming | 0 |  |  | #N/A |  |  |  | 0 |  |  | SLM |  |  | REM
| - | #N/A | #N/A | #N/A | Material Claiming | 0 |  |  | #N/A |  |  |  | 0 |  |  | SLM |  |  | REM
| - | #N/A | #N/A | #N/A | Material Claiming | 0 |  |  | #N/A |  |  |  | 0 |  |  | SLM |  |  | REM
| - | #N/A | #N/A | #N/A | Material Claiming | 0 |  |  | #N/A |  |  |  | 0 |  |  | SLM |  |  | REM
| - | #N/A | #N/A | #N/A | Material Claiming | 0 |  |  | #N/A |  |  |  | 0 |  |  | SLM |  |  | REM
| - | #N/A | #N/A | #N/A | Material Claiming | 0 |  |  | #N/A |  |  |  | 0 |  |  | SLM |  |  | REM
| - | #N/A | #N/A | #N/A | Material Claiming | 0 |  |  | #N/A |  |  |  | 0 |  |  | SLM |  |  | REM
| - | #N/A | #N/A | #N/A | Material Claiming | 0 |  |  | #N/A |  |  |  | 0 |  |  | SLM |  |  | REM
| - | #N/A | #N/A | #N/A | Material Claiming | 0 |  |  | #N/A |  |  |  | 0 |  |  | SLM |  |  | REM
| - | #N/A | #N/A | #N/A | Material Claiming | 0 |  |  | #N/A |  |  |  | 0 |  |  | SLM |  |  | REM
| - | #N/A | #N/A | #N/A | Material Claiming | 0 |  |  | #N/A |  |  |  | 0 |  |  | SLM |  |  | REM
| - | #N/A | #N/A | #N/A | Material Claiming | 0 |  |  | #N/A |  |  |  | 0 |  |  | SLM |  |  | REM
| - | #N/A | #N/A | #N/A | Material Claiming | 0 |  |  | #N/A |  |  |  | 0 |  |  | SLM |  |  | REM
| - | #N/A | #N/A | #N/A | Material Claiming | 0 |  |  | #N/A |  |  |  | 0 |  |  | SLM |  |  | REM
| - | #N/A | #N/A | #N/A | Material Claiming | 0 |  |  | #N/A |  |  |  | 0 |  |  | SLM |  |  | REM
| - | #N/A | #N/A | #N/A | Material Claiming | 0 |  |  | #N/A |  |  |  | 0 |  |  | SLM |  |  | REM
| - | #N/A | #N/A | #N/A | Material Claiming | 0 |  |  | #N/A |  |  |  | 0 |  |  | SLM |  |  | REM
| - | #N/A | #N/A | #N/A | Material Claiming | 0 |  |  | #N/A |  |  |  | 0 |  |  | SLM |  |  | REM
| - | #N/A | #N/A | #N/A | Material Claiming | 0 |  |  | #N/A |  |  |  | 0 |  |  | SLM |  |  | REM
| - | #N/A | #N/A | #N/A | Material Claiming | 0 |  |  | #N/A |  |  |  | 0 |  |  | SLM |  |  | REM
| - | #N/A | #N/A | #N/A | Material Claiming | 0 |  |  | #N/A |  |  |  | 0 |  |  | SLM |  |  | REM
| - | #N/A | #N/A | #N/A | Material Claiming | 0 |  |  | #N/A |  |  |  | 0 |  |  | SLM |  |  | REM
| - | #N/A | #N/A | #N/A | Material Claiming | 0 |  |  | #N/A |  |  |  | 0 |  |  | SLM |  |  | REM
| - | #N/A | #N/A | #N/A | Material Claiming | 0 |  |  | #N/A |  |  |  | 0 |  |  | SLM |  |  | REM
| - | #N/A | #N/A | #N/A | Material Claiming | 0 |  |  | #N/A |  |  |  | 0 |  |  | SLM |  |  | REM
| - | #N/A | #N/A | #N/A | Material Claiming | 0 |  |  | #N/A |  |  |  | 0 |  |  | SLM |  |  | REM
| - | #N/A | #N/A | #N/A | Material Claiming | 0 |  |  | #N/A |  |  |  | 0 |  |  | SLM |  |  | REM
| - | #N/A | #N/A | #N/A | Material Claiming | 0 |  |  | #N/A |  |  |  | 0 |  |  | SLM |  |  | REM
| - | #N/A | #N/A | #N/A | Material Claiming | 0 |  |  | #N/A |  |  |  | 0 |  |  | SLM |  |  | REM
| - | #N/A | #N/A | #N/A | Material Claiming | 0 |  |  | #N/A |  |  |  | 0 |  |  | SLM |  |  | REM
| - | #N/A | #N/A | #N/A | Material Claiming | 0 |  |  | #N/A |  |  |  | 0 |  |  | SLM |  |  | REM
| - | #N/A | #N/A | #N/A | Material Claiming | 0 |  |  | #N/A |  |  |  | 0 |  |  | SLM |  |  | REM
| - | #N/A | #N/A | #N/A | Material Claiming | 0 |  |  | #N/A |  |  |  | 0 |  |  | SLM |  |  | REM
| - | #N/A | #N/A | #N/A | Material Claiming | 0 |  |  | #N/A |  |  |  | 0 |  |  | SLM |  |  | REM
| - | #N/A | #N/A | #N/A | Material Claiming | 0 |  |  | #N/A |  |  |  | 0 |  |  | SLM |  |  | REM
| - | #N/A | #N/A | #N/A | Material Claiming | 0 |  |  | #N/A |  |  |  | 0 |  |  | SLM |  |  | REM
| - | #N/A | #N/A | #N/A | Material Claiming | 0 |  |  | #N/A |  |  |  | 0 |  |  | SLM |  |  | REM
| - | #N/A | #N/A | #N/A | Material Claiming | 0 |  |  | #N/A |  |  |  | 0 |  |  | SLM |  |  | REM
| - | #N/A | #N/A | #N/A | Material Claiming | 0 |  |  | #N/A |  |  |  | 0 |  |  | SLM |  |  | REM
| - | #N/A | #N/A | #N/A | Material Claiming | 0 |  |  | #N/A |  |  |  | 0 |  |  | SLM |  |  | REM
| - | #N/A | #N/A | #N/A | Material Claiming | 0 |  |  | #N/A |  |  |  | 0 |  |  | SLM |  |  | REM
| - | #N/A | #N/A | #N/A | Material Claiming | 0 |  |  | #N/A |  |  |  | 0 |  |  | SLM |  |  | REM
| - | #N/A | #N/A | #N/A | Material Claiming | 0 |  |  | #N/A |  |  |  | 0 |  |  | SLM |  |  | REM
| - | #N/A | #N/A | #N/A | Material Claiming | 0 |  |  | #N/A |  |  |  | 0 |  |  | SLM |  |  | REM
| - | #N/A | #N/A | #N/A | Material Claiming | 0 |  |  | #N/A |  |  |  | 0 |  |  | SLM |  |  | REM
| - | #N/A | #N/A | #N/A | Material Claiming | 0 |  |  | #N/A |  |  |  | 0 |  |  | SLM |  |  | REM
| - | #N/A | #N/A | #N/A | Material Claiming | 0 |  |  | #N/A |  |  |  | 0 |  |  | SLM |  |  | REM
| - | #N/A | #N/A | #N/A | Material Claiming | 0 |  |  | #N/A |  |  |  | 0 |  |  | SLM |  |  | REM
| - | #N/A | #N/A | #N/A | Material Claiming | 0 |  |  | #N/A |  |  |  | 0 |  |  | SLM |  |  | REM
| - | #N/A | #N/A | #N/A | Material Claiming | 0 |  |  | #N/A |  |  |  | 0 |  |  | SLM |  |  | REM
| - | #N/A | #N/A | #N/A | Material Claiming | 0 |  |  | #N/A |  |  |  | 0 |  |  | SLM |  |  | REM
| - | #N/A | #N/A | #N/A | Material Claiming | 0 |  |  | #N/A |  |  |  | 0 |  |  | SLM |  |  | REM
| - | #N/A | #N/A | #N/A | Material Claiming | 0 |  |  | #N/A |  |  |  | 0 |  |  | SLM |  |  | REM
| - | #N/A | #N/A | #N/A | Material Claiming | 0 |  |  | #N/A |  |  |  | 0 |  |  | SLM |  |  | REM
| - | #N/A | #N/A | #N/A | Material Claiming | 0 |  |  | #N/A |  |  |  | 0 |  |  | SLM |  |  | REM
| - | #N/A | #N/A | #N/A | Material Claiming | 0 |  |  | #N/A |  |  |  | 0 |  |  | SLM |  |  | REM
| - | #N/A | #N/A | #N/A | Material Claiming | 0 |  |  | #N/A |  |  |  | 0 |  |  | SLM |  |  | REM
| - | #N/A | #N/A | #N/A | Material Claiming | 0 |  |  | #N/A |  |  |  | 0 |  |  | SLM |  |  | REM
| - | #N/A | #N/A | #N/A | Material Claiming | 0 |  |  | #N/A |  |  |  | 0 |  |  | SLM |  |  | REM
| - | #N/A | #N/A | #N/A | Material Claiming | 0 |  |  | #N/A |  |  |  | 0 |  |  | SLM |  |  | REM
| - | #N/A | #N/A | #N/A | Material Claiming | 0 |  |  | #N/A |  |  |  | 0 |  |  | SLM |  |  | REM
| - | #N/A | #N/A | #N/A | Material Claiming | 0 |  |  | #N/A |  |  |  | 0 |  |  | SLM |  |  | REM
| - | #N/A | #N/A | #N/A | Material Claiming | 0 |  |  | #N/A |  |  |  | 0 |  |  | SLM |  |  | REM
| - | #N/A | #N/A | #N/A | Material Claiming | 0 |  |  | #N/A |  |  |  | 0 |  |  | SLM |  |  | REM
| - | #N/A | #N/A | #N/A | Material Claiming | 0 |  |  | #N/A |  |  |  | 0 |  |  | SLM |  |  | REM
| - | #N/A | #N/A | #N/A | Material Claiming | 0 |  |  | #N/A |  |  |  | 0 |  |  | SLM |  |  | REM
| - | #N/A | #N/A | #N/A | Material Claiming | 0 |  |  | #N/A |  |  |  | 0 |  |  | SLM |  |  | REM
| - | #N/A | #N/A | #N/A | Material Claiming | 0 |  |  | #N/A |  |  |  | 0 |  |  | SLM |  |  | REM
| - | #N/A | #N/A | #N/A | Material Claiming | 0 |  |  | #N/A |  |  |  | 0 |  |  | SLM |  |  | REM
| - | #N/A | #N/A | #N/A | Material Claiming | 0 |  |  | #N/A |  |  |  | 0 |  |  | SLM |  |  | REM
| - | #N/A | #N/A | #N/A | Material Claiming | 0 |  |  | #N/A |  |  |  | 0 |  |  | SLM |  |  | REM
| - | #N/A | #N/A | #N/A | Material Claiming | 0 |  |  | #N/A |  |  |  | 0 |  |  | SLM |  |  | REM
| - | #N/A | #N/A | #N/A | Material Claiming | 0 |  |  | #N/A |  |  |  | 0 |  |  | SLM |  |  | REM
| - | #N/A | #N/A | #N/A | Material Claiming | 0 |  |  | #N/A |  |  |  | 0 |  |  | SLM |  |  | REM
| - | #N/A | #N/A | #N/A | Material Claiming | 0 |  |  | #N/A |  |  |  | 0 |  |  | SLM |  |  | REM
| - | #N/A | #N/A | #N/A | Material Claiming | 0 |  |  | #N/A |  |  |  | 0 |  |  | SLM |  |  | REM
| - | #N/A | #N/A | #N/A | Material Claiming | 0 |  |  | #N/A |  |  |  | 0 |  |  | SLM |  |  | REM
| - | #N/A | #N/A | #N/A | Material Claiming | 0 |  |  | #N/A |  |  |  | 0 |  |  | SLM |  |  | REM
| - | #N/A | #N/A | #N/A | Material Claiming | 0 |  |  | #N/A |  |  |  | 0 |  |  | SLM |  |  | REM
| - | #N/A | #N/A | #N/A | Material Claiming | 0 |  |  | #N/A |  |  |  | 0 |  |  | SLM |  |  | REM
| - | #N/A | #N/A | #N/A | Material Claiming | 0 |  |  | #N/A |  |  |  | 0 |  |  | SLM |  |  | REM
| - | #N/A | #N/A | #N/A | Material Claiming | 0 |  |  | #N/A |  |  |  | 0 |  |  | SLM |  |  | REM
| - | #N/A | #N/A | #N/A | Material Claiming | 0 |  |  | #N/A |  |  |  | 0 |  |  | SLM |  |  | REM
| - | #N/A | #N/A | #N/A | Material Claiming | 0 |  |  | #N/A |  |  |  | 0 |  |  | SLM |  |  | REM
| - | #N/A | #N/A | #N/A | Material Claiming | 0 |  |  | #N/A |  |  |  | 0 |  |  | SLM |  |  | REM
| - | #N/A | #N/A | #N/A | Material Claiming | 0 |  |  | #N/A |  |  |  | 0 |  |  | SLM |  |  | REM
| - | #N/A | #N/A | #N/A | Material Claiming | 0 |  |  | #N/A |  |  |  | 0 |  |  | SLM |  |  | REM
| - | #N/A | #N/A | #N/A | Material Claiming | 0 |  |  | #N/A |  |  |  | 0 |  |  | SLM |  |  | REM
| - | #N/A | #N/A | #N/A | Material Claiming | 0 |  |  | #N/A |  |  |  | 0 |  |  | SLM |  |  | REM
| - | #N/A | #N/A | #N/A | Material Claiming | 0 |  |  | #N/A |  |  |  | 0 |  |  | SLM |  |  | REM
| - | #N/A | #N/A | #N/A | Material Claiming | 0 |  |  | #N/A |  |  |  | 0 |  |  | SLM |  |  | REM
| - | #N/A | #N/A | #N/A | Material Claiming | 0 |  |  | #N/A |  |  |  | 0 |  |  | SLM |  |  | REM
| - | #N/A | #N/A | #N/A | Material Claiming | 0 |  |  | #N/A |  |  |  | 0 |  |  | SLM |  |  | REM
| - | #N/A | #N/A | #N/A | Material Claiming | 0 |  |  | #N/A |  |  |  | 0 |  |  | SLM |  |  | REM
| - | #N/A | #N/A | #N/A | Material Claiming | 0 |  |  | #N/A |  |  |  | 0 |  |  | SLM |  |  | REM
| - | #N/A | #N/A | #N/A | Material Claiming | 0 |  |  | #N/A |  |  |  | 0 |  |  | SLM |  |  | REM
| - | #N/A | #N/A | #N/A | Material Claiming | 0 |  |  | #N/A |  |  |  | 0 |  |  | SLM |  |  | REM
| - | #N/A | #N/A | #N/A | Material Claiming | 0 |  |  | #N/A |  |  |  | 0 |  |  | SLM |  |  | REM
| - | #N/A | #N/A | #N/A | Material Claiming | 0 |  |  | #N/A |  |  |  | 0 |  |  | SLM |  |  | REM
| - | #N/A | #N/A | #N/A | Material Claiming | 0 |  |  | #N/A |  |  |  | 0 |  |  | SLM |  |  | REM
| - | #N/A | #N/A | #N/A | Material Claiming | 0 |  |  | #N/A |  |  |  | 0 |  |  | SLM |  |  | REM
| - | #N/A | #N/A | #N/A | Material Claiming | 0 |  |  | #N/A |  |  |  | 0 |  |  | SLM |  |  | REM
| - | #N/A | #N/A | #N/A | Material Claiming | 0 |  |  | #N/A |  |  |  | 0 |  |  | SLM |  |  | REM
| - | #N/A | #N/A | #N/A | Material Claiming | 0 |  |  | #N/A |  |  |  | 0 |  |  | SLM |  |  | REM
| - | #N/A | #N/A | #N/A | Material Claiming | 0 |  |  | #N/A |  |  |  | 0 |  |  | SLM |  |  | REM
| - | #N/A | #N/A | #N/A | Material Claiming | 0 |  |  | #N/A |  |  |  | 0 |  |  | SLM |  |  | REM
| - | #N/A | #N/A | #N/A | Material Claiming | 0 |  |  | #N/A |  |  |  | 0 |  |  | SLM |  |  | REM
| - | #N/A | #N/A | #N/A | Material Claiming | 0 |  |  | #N/A |  |  |  | 0 |  |  | SLM |  |  | REM
| - | #N/A | #N/A | #N/A | Material Claiming | 0 |  |  | #N/A |  |  |  | 0 |  |  | SLM |  |  | REM
| - | #N/A | #N/A | #N/A | Material Claiming | 0 |  |  | #N/A |  |  |  | 0 |  |  | SLM |  |  | REM
| - | #N/A | #N/A | #N/A | Material Claiming | 0 |  |  | #N/A |  |  |  | 0 |  |  | SLM |  |  | REM
| - | #N/A | #N/A | #N/A | Material Claiming | 0 |  |  | #N/A |  |  |  | 0 |  |  | SLM |  |  | REM
| - | #N/A | #N/A | #N/A | Material Claiming | 0 |  |  | #N/A |  |  |  | 0 |  |  | SLM |  |  | REM
| - | #N/A | #N/A | #N/A | Material Claiming | 0 |  |  | #N/A |  |  |  | 0 |  |  | SLM |  |  | REM
| - | #N/A | #N/A | #N/A | Material Claiming | 0 |  |  | #N/A |  |  |  | 0 |  |  | SLM |  |  | REM
| - | #N/A | #N/A | #N/A | Material Claiming | 0 |  |  | #N/A |  |  |  | 0 |  |  | SLM |  |  | REM
| - | #N/A | #N/A | #N/A | Material Claiming | 0 |  |  | #N/A |  |  |  | 0 |  |  | SLM |  |  | REM
| - | #N/A | #N/A | #N/A | Material Claiming | 0 |  |  | #N/A |  |  |  | 0 |  |  | SLM |  |  | REM
| - | #N/A | #N/A | #N/A | Material Claiming | 0 |  |  | #N/A |  |  |  | 0 |  |  | SLM |  |  | REM
| - | #N/A | #N/A | #N/A | Material Claiming | 0 |  |  | #N/A |  |  |  | 0 |  |  | SLM |  |  | REM
| - | #N/A | #N/A | #N/A | Material Claiming | 0 |  |  | #N/A |  |  |  | 0 |  |  | SLM |  |  | REM
| - | #N/A | #N/A | #N/A | Material Claiming | 0 |  |  | #N/A |  |  |  | 0 |  |  | SLM |  |  | REM
| - | #N/A | #N/A | #N/A | Material Claiming | 0 |  |  | #N/A |  |  |  | 0 |  |  | SLM |  |  | REM
| - | #N/A | #N/A | #N/A | Material Claiming | 0 |  |  | #N/A |  |  |  | 0 |  |  | SLM |  |  | REM
| - | #N/A | #N/A | #N/A | Material Claiming | 0 |  |  | #N/A |  |  |  | 0 |  |  | SLM |  |  | REM
| - | #N/A | #N/A | #N/A | Material Claiming | 0 |  |  | #N/A |  |  |  | 0 |  |  | SLM |  |  | REM
| - | #N/A | #N/A | #N/A | Material Claiming | 0 |  |  | #N/A |  |  |  | 0 |  |  | SLM |  |  | REM
| - | #N/A | #N/A | #N/A | Material Claiming | 0 |  |  | #N/A |  |  |  | 0 |  |  | SLM |  |  | REM
| - | #N/A | #N/A | #N/A | Material Claiming | 0 |  |  | #N/A |  |  |  | 0 |  |  | SLM |  |  | REM
| - | #N/A | #N/A | #N/A | Material Claiming | 0 |  |  | #N/A |  |  |  | 0 |  |  | SLM |  |  | REM
| - | #N/A | #N/A | #N/A | Material Claiming | 0 |  |  | #N/A |  |  |  | 0 |  |  | SLM |  |  | REM
| - | #N/A | #N/A | #N/A | Material Claiming | 0 |  |  | #N/A |  |  |  | 0 |  |  | SLM |  |  | REM
| - | #N/A | #N/A | #N/A | Material Claiming | 0 |  |  | #N/A |  |  |  | 0 |  |  | SLM |  |  | REM
| - | #N/A | #N/A | #N/A | Material Claiming | 0 |  |  | #N/A |  |  |  | 0 |  |  | SLM |  |  | REM
| - | #N/A | #N/A | #N/A | Material Claiming | 0 |  |  | #N/A |  |  |  | 0 |  |  | SLM |  |  | REM
| - | #N/A | #N/A | #N/A | Material Claiming | 0 |  |  | #N/A |  |  |  | 0 |  |  | SLM |  |  | REM
| - | #N/A | #N/A | #N/A | Material Claiming | 0 |  |  | #N/A |  |  |  | 0 |  |  | SLM |  |  | REM
| - | #N/A | #N/A | #N/A | Material Claiming | 0 |  |  | #N/A |  |  |  | 0 |  |  | SLM |  |  | REM
| - | #N/A | #N/A | #N/A | Material Claiming | 0 |  |  | #N/A |  |  |  | 0 |  |  | SLM |  |  | REM
| - | #N/A | #N/A | #N/A | Material Claiming | 0 |  |  | #N/A |  |  |  | 0 |  |  | SLM |  |  | REM
| - | #N/A | #N/A | #N/A | Material Claiming | 0 |  |  | #N/A |  |  |  | 0 |  |  | SLM |  |  | REM
| - | #N/A | #N/A | #N/A | Material Claiming | 0 |  |  | #N/A |  |  |  | 0 |  |  | SLM |  |  | REM
| - | #N/A | #N/A | #N/A | Material Claiming | 0 |  |  | #N/A |  |  |  | 0 |  |  | SLM |  |  | REM
| - | #N/A | #N/A | #N/A | Material Claiming | 0 |  |  | #N/A |  |  |  | 0 |  |  | SLM |  |  | REM
| - | #N/A | #N/A | #N/A | Material Claiming | 0 |  |  | #N/A |  |  |  | 0 |  |  | SLM |  |  | REM
| - | #N/A | #N/A | #N/A | Material Claiming | 0 |  |  | #N/A |  |  |  | 0 |  |  | SLM |  |  | REM
| - | #N/A | #N/A | #N/A | Material Claiming | 0 |  |  | #N/A |  |  |  | 0 |  |  | SLM |  |  | REM
| - | #N/A | #N/A | #N/A | Material Claiming | 0 |  |  | #N/A |  |  |  | 0 |  |  | SLM |  |  | REM
| - | #N/A | #N/A | #N/A | Material Claiming | 0 |  |  | #N/A |  |  |  | 0 |  |  | SLM |  |  | REM
| - | #N/A | #N/A | #N/A | Material Claiming | 0 |  |  | #N/A |  |  |  | 0 |  |  | SLM |  |  | REM
| - | #N/A | #N/A | #N/A | Material Claiming | 0 |  |  | #N/A |  |  |  | 0 |  |  | SLM |  |  | REM
| - | #N/A | #N/A | #N/A | Material Claiming | 0 |  |  | #N/A |  |  |  | 0 |  |  | SLM |  |  | REM
| - | #N/A | #N/A | #N/A | Material Claiming | 0 |  |  | #N/A |  |  |  | 0 |  |  | SLM |  |  | REM
| - | #N/A | #N/A | #N/A | Material Claiming | 0 |  |  | #N/A |  |  |  | 0 |  |  | SLM |  |  | REM
| - | #N/A | #N/A | #N/A | Material Claiming | 0 |  |  | #N/A |  |  |  | 0 |  |  | SLM |  |  | REM
| - | #N/A | #N/A | #N/A | Material Claiming | 0 |  |  | #N/A |  |  |  | 0 |  |  | SLM |  |  | REM
| - | #N/A | #N/A | #N/A | Material Claiming | 0 |  |  | #N/A |  |  |  | 0 |  |  | SLM |  |  | REM
| - | #N/A | #N/A | #N/A | Material Claiming | 0 |  |  | #N/A |  |  |  | 0 |  |  | SLM |  |  | REM
| - | #N/A | #N/A | #N/A | Material Claiming | 0 |  |  | #N/A |  |  |  | 0 |  |  | SLM |  |  | REM
| - | #N/A | #N/A | #N/A | Material Claiming | 0 |  |  | #N/A |  |  |  | 0 |  |  | SLM |  |  | REM
| - | #N/A | #N/A | #N/A | Material Claiming | 0 |  |  | #N/A |  |  |  | 0 |  |  | SLM |  |  | REM
| - | #N/A | #N/A | #N/A | Material Claiming | 0 |  |  | #N/A |  |  |  | 0 |  |  | SLM |  |  | REM
| - | #N/A | #N/A | #N/A | Material Claiming | 0 |  |  | #N/A |  |  |  | 0 |  |  | SLM |  |  | REM
| - | #N/A | #N/A | #N/A | Material Claiming | 0 |  |  | #N/A |  |  |  | 0 |  |  | SLM |  |  | REM
| - | #N/A | #N/A | #N/A | Material Claiming | 0 |  |  | #N/A |  |  |  | 0 |  |  | SLM |  |  | REM
| - | #N/A | #N/A | #N/A | Material Claiming | 0 |  |  | #N/A |  |  |  | 0 |  |  | SLM |  |  | REM
| - | #N/A | #N/A | #N/A | Material Claiming | 0 |  |  | #N/A |  |  |  | 0 |  |  | SLM |  |  | REM
| - | #N/A | #N/A | #N/A | Material Claiming | 0 |  |  | #N/A |  |  |  | 0 |  |  | SLM |  |  | REM
| - | #N/A | #N/A | #N/A | Material Claiming | 0 |  |  | #N/A |  |  |  | 0 |  |  | SLM |  |  | REM
| - | #N/A | #N/A | #N/A | Material Claiming | 0 |  |  | #N/A |  |  |  | 0 |  |  | SLM |  |  | REM
| - | #N/A | #N/A | #N/A | Material Claiming | 0 |  |  | #N/A |  |  |  | 0 |  |  | SLM |  |  | REM
| - | #N/A | #N/A | #N/A | Material Claiming | 0 |  |  | #N/A |  |  |  | 0 |  |  | SLM |  |  | REM
| - | #N/A | #N/A | #N/A | Material Claiming | 0 |  |  | #N/A |  |  |  | 0 |  |  | SLM |  |  | REM
| - | #N/A | #N/A | #N/A | Material Claiming | 0 |  |  | #N/A |  |  |  | 0 |  |  | SLM |  |  | REM
| - | #N/A | #N/A | #N/A | Material Claiming | 0 |  |  | #N/A |  |  |  | 0 |  |  | SLM |  |  | REM
| - | #N/A | #N/A | #N/A | Material Claiming | 0 |  |  | #N/A |  |  |  | 0 |  |  | SLM |  |  | REM
| - | #N/A | #N/A | #N/A | Material Claiming | 0 |  |  | #N/A |  |  |  | 0 |  |  | SLM |  |  | REM
| - | #N/A | #N/A | #N/A | Material Claiming | 0 |  |  | #N/A |  |  |  | 0 |  |  | SLM |  |  | REM
| - | #N/A | #N/A | #N/A | Material Claiming | 0 |  |  | #N/A |  |  |  | 0 |  |  | SLM |  |  | REM
| - | #N/A | #N/A | #N/A | Material Claiming | 0 |  |  | #N/A |  |  |  | 0 |  |  | SLM |  |  | REM
| - | #N/A | #N/A | #N/A | Material Claiming | 0 |  |  | #N/A |  |  |  | 0 |  |  | SLM |  |  | REM
| - | #N/A | #N/A | #N/A | Material Claiming | 0 |  |  | #N/A |  |  |  | 0 |  |  | SLM |  |  | REM
| - | #N/A | #N/A | #N/A | Material Claiming | 0 |  |  | #N/A |  |  |  | 0 |  |  | SLM |  |  | REM
| - | #N/A | #N/A | #N/A | Material Claiming | 0 |  |  | #N/A |  |  |  | 0 |  |  | SLM |  |  | REM
| - | #N/A | #N/A | #N/A | Material Claiming | 0 |  |  | #N/A |  |  |  | 0 |  |  | SLM |  |  | REM
| - | #N/A | #N/A | #N/A | Material Claiming | 0 |  |  | #N/A |  |  |  | 0 |  |  | SLM |  |  | REM
| - | #N/A | #N/A | #N/A | Material Claiming | 0 |  |  | #N/A |  |  |  | 0 |  |  | SLM |  |  | REM
| - | #N/A | #N/A | #N/A | Material Claiming | 0 |  |  | #N/A |  |  |  | 0 |  |  | SLM |  |  | REM
| - | #N/A | #N/A | #N/A | Material Claiming | 0 |  |  | #N/A |  |  |  | 0 |  |  | SLM |  |  | REM
| - | #N/A | #N/A | #N/A | Material Claiming | 0 |  |  | #N/A |  |  |  | 0 |  |  | SLM |  |  | REM
| - | #N/A | #N/A | #N/A | Material Claiming | 0 |  |  | #N/A |  |  |  | 0 |  |  | SLM |  |  | REM
| - | #N/A | #N/A | #N/A | Material Claiming | 0 |  |  | #N/A |  |  |  | 0 |  |  | SLM |  |  | REM
| - | #N/A | #N/A | #N/A | Material Claiming | 0 |  |  | #N/A |  |  |  | 0 |  |  | SLM |  |  | REM
| - | #N/A | #N/A | #N/A | Material Claiming | 0 |  |  | #N/A |  |  |  | 0 |  |  | SLM |  |  | REM
| - | #N/A | #N/A | #N/A | Material Claiming | 0 |  |  | #N/A |  |  |  | 0 |  |  | SLM |  |  | REM
| - | #N/A | #N/A | #N/A | Material Claiming | 0 |  |  | #N/A |  |  |  | 0 |  |  | SLM |  |  | REM
| - | #N/A | #N/A | #N/A | Material Claiming | 0 |  |  | #N/A |  |  |  | 0 |  |  | SLM |  |  | REM
| - | #N/A | #N/A | #N/A | Material Claiming | 0 |  |  | #N/A |  |  |  | 0 |  |  | SLM |  |  | REM
| - | #N/A | #N/A | #N/A | Material Claiming | 0 |  |  | #N/A |  |  |  | 0 |  |  | SLM |  |  | REM
| - | #N/A | #N/A | #N/A | Material Claiming | 0 |  |  | #N/A |  |  |  | 0 |  |  | SLM |  |  | REM
| - | #N/A | #N/A | #N/A | Material Claiming | 0 |  |  | #N/A |  |  |  | 0 |  |  | SLM |  |  | REM
| - | #N/A | #N/A | #N/A | Material Claiming | 0 |  |  | #N/A |  |  |  | 0 |  |  | SLM |  |  | REM
| - | #N/A | #N/A | #N/A | Material Claiming | 0 |  |  | #N/A |  |  |  | 0 |  |  | SLM |  |  | REM
| - | #N/A | #N/A | #N/A | Material Claiming | 0 |  |  | #N/A |  |  |  | 0 |  |  | SLM |  |  | REM
| - | #N/A | #N/A | #N/A | Material Claiming | 0 |  |  | #N/A |  |  |  | 0 |  |  | SLM |  |  | REM
| - | #N/A | #N/A | #N/A | Material Claiming | 0 |  |  | #N/A |  |  |  | 0 |  |  | SLM |  |  | REM
| - | #N/A | #N/A | #N/A | Material Claiming | 0 |  |  | #N/A |  |  |  | 0 |  |  | SLM |  |  | REM
| - | #N/A | #N/A | #N/A | Material Claiming | 0 |  |  | #N/A |  |  |  | 0 |  |  | SLM |  |  | REM
| - | #N/A | #N/A | #N/A | Material Claiming | 0 |  |  | #N/A |  |  |  | 0 |  |  | SLM |  |  | REM
| - | #N/A | #N/A | #N/A | Material Claiming | 0 |  |  | #N/A |  |  |  | 0 |  |  | SLM |  |  | REM
| - | #N/A | #N/A | #N/A | Material Claiming | 0 |  |  | #N/A |  |  |  | 0 |  |  | SLM |  |  | REM
| - | #N/A | #N/A | #N/A | Material Claiming | 0 |  |  | #N/A |  |  |  | 0 |  |  | SLM |  |  | REM
| - | #N/A | #N/A | #N/A | Material Claiming | 0 |  |  | #N/A |  |  |  | 0 |  |  | SLM |  |  | REM
| - | #N/A | #N/A | #N/A | Material Claiming | 0 |  |  | #N/A |  |  |  | 0 |  |  | SLM |  |  | REM
| - | #N/A | #N/A | #N/A | Material Claiming | 0 |  |  | #N/A |  |  |  | 0 |  |  | SLM |  |  | REM
| - | #N/A | #N/A | #N/A | Material Claiming | 0 |  |  | #N/A |  |  |  | 0 |  |  | SLM |  |  | REM
| - | #N/A | #N/A | #N/A | Material Claiming | 0 |  |  | #N/A |  |  |  | 0 |  |  | SLM |  |  | REM
| - | #N/A | #N/A | #N/A | Material Claiming | 0 |  |  | #N/A |  |  |  | 0 |  |  | SLM |  |  | REM
| - | #N/A | #N/A | #N/A | Material Claiming | 0 |  |  | #N/A |  |  |  | 0 |  |  | SLM |  |  | REM
| - | #N/A | #N/A | #N/A | Material Claiming | 0 |  |  | #N/A |  |  |  | 0 |  |  | SLM |  |  | REM
| - | #N/A | #N/A | #N/A | Material Claiming | 0 |  |  | #N/A |  |  |  | 0 |  |  | SLM |  |  | REM
| - | #N/A | #N/A | #N/A | Material Claiming | 0 |  |  | #N/A |  |  |  | 0 |  |  | SLM |  |  | REM
| - | #N/A | #N/A | #N/A | Material Claiming | 0 |  |  | #N/A |  |  |  | 0 |  |  | SLM |  |  | REM
| - | #N/A | #N/A | #N/A | Material Claiming | 0 |  |  | #N/A |  |  |  | 0 |  |  | SLM |  |  | REM
| - | #N/A | #N/A | #N/A | Material Claiming | 0 |  |  | #N/A |  |  |  | 0 |  |  | SLM |  |  | REM
| - | #N/A | #N/A | #N/A | Material Claiming | 0 |  |  | #N/A |  |  |  | 0 |  |  | SLM |  |  | REM
| - | #N/A | #N/A | #N/A | Material Claiming | 0 |  |  | #N/A |  |  |  | 0 |  |  | SLM |  |  | REM
| - | #N/A | #N/A | #N/A | Material Claiming | 0 |  |  | #N/A |  |  |  | 0 |  |  | SLM |  |  | REM
| - | #N/A | #N/A | #N/A | Material Claiming | 0 |  |  | #N/A |  |  |  | 0 |  |  | SLM |  |  | REM
| - | #N/A | #N/A | #N/A | Material Claiming | 0 |  |  | #N/A |  |  |  | 0 |  |  | SLM |  |  | REM
| - | #N/A | #N/A | #N/A | Material Claiming | 0 |  |  | #N/A |  |  |  | 0 |  |  | SLM |  |  | REM
| - | #N/A | #N/A | #N/A | Material Claiming | 0 |  |  | #N/A |  |  |  | 0 |  |  | SLM |  |  | REM
| - | #N/A | #N/A | #N/A | Material Claiming | 0 |  |  | #N/A |  |  |  | 0 |  |  | SLM |  |  | REM
| - | #N/A | #N/A | #N/A | Material Claiming | 0 |  |  | #N/A |  |  |  | 0 |  |  | SLM |  |  | REM
| - | #N/A | #N/A | #N/A | Material Claiming | 0 |  |  | #N/A |  |  |  | 0 |  |  | SLM |  |  | REM
| - | #N/A | #N/A | #N/A | Material Claiming | 0 |  |  | #N/A |  |  |  | 0 |  |  | SLM |  |  | REM
| - | #N/A | #N/A | #N/A | Material Claiming | 0 |  |  | #N/A |  |  |  | 0 |  |  | SLM |  |  | REM
| - | #N/A | #N/A | #N/A | Material Claiming | 0 |  |  | #N/A |  |  |  | 0 |  |  | SLM |  |  | REM
| - | #N/A | #N/A | #N/A | Material Claiming | 0 |  |  | #N/A |  |  |  | 0 |  |  | SLM |  |  | REM
| - | #N/A | #N/A | #N/A | Material Claiming | 0 |  |  | #N/A |  |  |  | 0 |  |  | SLM |  |  | REM
| - | #N/A | #N/A | #N/A | Material Claiming | 0 |  |  | #N/A |  |  |  | 0 |  |  | SLM |  |  | REM
| - | #N/A | #N/A | #N/A | Material Claiming | 0 |  |  | #N/A |  |  |  | 0 |  |  | SLM |  |  | REM
| - | #N/A | #N/A | #N/A | Material Claiming | 0 |  |  | #N/A |  |  |  | 0 |  |  | SLM |  |  | REM
| - | #N/A | #N/A | #N/A | Material Claiming | 0 |  |  | #N/A |  |  |  | 0 |  |  | SLM |  |  | REM
| - | #N/A | #N/A | #N/A | Material Claiming | 0 |  |  | #N/A |  |  |  | 0 |  |  | SLM |  |  | REM
| - | #N/A | #N/A | #N/A | Material Claiming | 0 |  |  | #N/A |  |  |  | 0 |  |  | SLM |  |  | REM
| - | #N/A | #N/A | #N/A | Material Claiming | 0 |  |  | #N/A |  |  |  | 0 |  |  | SLM |  |  | REM
| - | #N/A | #N/A | #N/A | Material Claiming | 0 |  |  | #N/A |  |  |  | 0 |  |  | SLM |  |  | REM
| - | #N/A | #N/A | #N/A | Material Claiming | 0 |  |  | #N/A |  |  |  | 0 |  |  | SLM |  |  | REM
| - | #N/A | #N/A | #N/A | Material Claiming | 0 |  |  | #N/A |  |  |  | 0 |  |  | SLM |  |  | REM
| - | #N/A | #N/A | #N/A | Material Claiming | 0 |  |  | #N/A |  |  |  | 0 |  |  | SLM |  |  | REM
| - | #N/A | #N/A | #N/A | Material Claiming | 0 |  |  | #N/A |  |  |  | 0 |  |  | SLM |  |  | REM
| - | #N/A | #N/A | #N/A | Material Claiming | 0 |  |  | #N/A |  |  |  | 0 |  |  | SLM |  |  | REM
| - | #N/A | #N/A | #N/A | Material Claiming | 0 |  |  | #N/A |  |  |  | 0 |  |  | SLM |  |  | REM
| - | #N/A | #N/A | #N/A | Material Claiming | 0 |  |  | #N/A |  |  |  | 0 |  |  | SLM |  |  | REM
| - | #N/A | #N/A | #N/A | Material Claiming | 0 |  |  | #N/A |  |  |  | 0 |  |  | SLM |  |  | REM
| - | #N/A | #N/A | #N/A | Material Claiming | 0 |  |  | #N/A |  |  |  | 0 |  |  | SLM |  |  | REM
| - | #N/A | #N/A | #N/A | Material Claiming | 0 |  |  | #N/A |  |  |  | 0 |  |  | SLM |  |  | REM
| - | #N/A | #N/A | #N/A | Material Claiming | 0 |  |  | #N/A |  |  |  | 0 |  |  | SLM |  |  | REM
| - | #N/A | #N/A | #N/A | Material Claiming | 0 |  |  | #N/A |  |  |  | 0 |  |  | SLM |  |  | REM
| - | #N/A | #N/A | #N/A | Material Claiming | 0 |  |  | #N/A |  |  |  | 0 |  |  | SLM |  |  | REM
| - | #N/A | #N/A | #N/A | Material Claiming | 0 |  |  | #N/A |  |  |  | 0 |  |  | SLM |  |  | REM
| - | #N/A | #N/A | #N/A | Material Claiming | 0 |  |  | #N/A |  |  |  | 0 |  |  | SLM |  |  | REM
| - | #N/A | #N/A | #N/A | Material Claiming | 0 |  |  | #N/A |  |  |  | 0 |  |  | SLM |  |  | REM
| - | #N/A | #N/A | #N/A | Material Claiming | 0 |  |  | #N/A |  |  |  | 0 |  |  | SLM |  |  | REM
| - | #N/A | #N/A | #N/A | Material Claiming | 0 |  |  | #N/A |  |  |  | 0 |  |  | SLM |  |  | REM
| - | #N/A | #N/A | #N/A | Material Claiming | 0 |  |  | #N/A |  |  |  | 0 |  |  | SLM |  |  | REM
| - | #N/A | #N/A | #N/A | Material Claiming | 0 |  |  | #N/A |  |  |  | 0 |  |  | SLM |  |  | REM
| - | #N/A | #N/A | #N/A | Material Claiming | 0 |  |  | #N/A |  |  |  | 0 |  |  | SLM |  |  | REM
| - | #N/A | #N/A | #N/A | Material Claiming | 0 |  |  | #N/A |  |  |  | 0 |  |  | SLM |  |  | REM
| - | #N/A | #N/A | #N/A | Material Claiming | 0 |  |  | #N/A |  |  |  | 0 |  |  | SLM |  |  | REM
| - | #N/A | #N/A | #N/A | Material Claiming | 0 |  |  | #N/A |  |  |  | 0 |  |  | SLM |  |  | REM
| - | #N/A | #N/A | #N/A | Material Claiming | 0 |  |  | #N/A |  |  |  | 0 |  |  | SLM |  |  | REM
| - | #N/A | #N/A | #N/A | Material Claiming | 0 |  |  | #N/A |  |  |  | 0 |  |  | SLM |  |  | REM
| - | #N/A | #N/A | #N/A | Material Claiming | 0 |  |  | #N/A |  |  |  | 0 |  |  | SLM |  |  | REM
| - | #N/A | #N/A | #N/A | Material Claiming | 0 |  |  | #N/A |  |  |  | 0 |  |  | SLM |  |  | REM
| - | #N/A | #N/A | #N/A | Material Claiming | 0 |  |  | #N/A |  |  |  | 0 |  |  | SLM |  |  | REM
| - | #N/A | #N/A | #N/A | Material Claiming | 0 |  |  | #N/A |  |  |  | 0 |  |  | SLM |  |  | REM
| - | #N/A | #N/A | #N/A | Material Claiming | 0 |  |  | #N/A |  |  |  | 0 |  |  | SLM |  |  | REM
| - | #N/A | #N/A | #N/A | Material Claiming | 0 |  |  | #N/A |  |  |  | 0 |  |  | SLM |  |  | REM
| - | #N/A | #N/A | #N/A | Material Claiming | 0 |  |  | #N/A |  |  |  | 0 |  |  | SLM |  |  | REM
| - | #N/A | #N/A | #N/A | Material Claiming | 0 |  |  | #N/A |  |  |  | 0 |  |  | SLM |  |  | REM
| - | #N/A | #N/A | #N/A | Material Claiming | 0 |  |  | #N/A |  |  |  | 0 |  |  | SLM |  |  | REM
| - | #N/A | #N/A | #N/A | Material Claiming | 0 |  |  | #N/A |  |  |  | 0 |  |  | SLM |  |  | REM
| - | #N/A | #N/A | #N/A | Material Claiming | 0 |  |  | #N/A |  |  |  | 0 |  |  | SLM |  |  | REM
| - | #N/A | #N/A | #N/A | Material Claiming | 0 |  |  | #N/A |  |  |  | 0 |  |  | SLM |  |  | REM
| - | #N/A | #N/A | #N/A | Material Claiming | 0 |  |  | #N/A |  |  |  | 0 |  |  | SLM |  |  | REM
| - | #N/A | #N/A | #N/A | Material Claiming | 0 |  |  | #N/A |  |  |  | 0 |  |  | SLM |  |  | REM
| - | #N/A | #N/A | #N/A | Material Claiming | 0 |  |  | #N/A |  |  |  | 0 |  |  | SLM |  |  | REM
| - | #N/A | #N/A | #N/A | Material Claiming | 0 |  |  | #N/A |  |  |  | 0 |  |  | SLM |  |  | REM
| - | #N/A | #N/A | #N/A | Material Claiming | 0 |  |  | #N/A |  |  |  | 0 |  |  | SLM |  |  | REM
| - | #N/A | #N/A | #N/A | Material Claiming | 0 |  |  | #N/A |  |  |  | 0 |  |  | SLM |  |  | REM
| - | #N/A | #N/A | #N/A | Material Claiming | 0 |  |  | #N/A |  |  |  | 0 |  |  | SLM |  |  | REM
| - | #N/A | #N/A | #N/A | Material Claiming | 0 |  |  | #N/A |  |  |  | 0 |  |  | SLM |  |  | REM
| - | #N/A | #N/A | #N/A | Material Claiming | 0 |  |  | #N/A |  |  |  | 0 |  |  | SLM |  |  | REM
| - | #N/A | #N/A | #N/A | Material Claiming | 0 |  |  | #N/A |  |  |  | 0 |  |  | SLM |  |  | REM
| - | #N/A | #N/A | #N/A | Material Claiming | 0 |  |  | #N/A |  |  |  | 0 |  |  | SLM |  |  | REM
| - | #N/A | #N/A | #N/A | Material Claiming | 0 |  |  | #N/A |  |  |  | 0 |  |  | SLM |  |  | REM
| - | #N/A | #N/A | #N/A | Material Claiming | 0 |  |  | #N/A |  |  |  | 0 |  |  | SLM |  |  | REM
| - | #N/A | #N/A | #N/A | Material Claiming | 0 |  |  | #N/A |  |  |  | 0 |  |  | SLM |  |  | REM
| - | #N/A | #N/A | #N/A | Material Claiming | 0 |  |  | #N/A |  |  |  | 0 |  |  | SLM |  |  | REM
| - | #N/A | #N/A | #N/A | Material Claiming | 0 |  |  | #N/A |  |  |  | 0 |  |  | SLM |  |  | REM
| - | #N/A | #N/A | #N/A | Material Claiming | 0 |  |  | #N/A |  |  |  | 0 |  |  | SLM |  |  | REM
| - | #N/A | #N/A | #N/A | Material Claiming | 0 |  |  | #N/A |  |  |  | 0 |  |  | SLM |  |  | REM
| - | #N/A | #N/A | #N/A | Material Claiming | 0 |  |  | #N/A |  |  |  | 0 |  |  | SLM |  |  | REM
| - | #N/A | #N/A | #N/A | Material Claiming | 0 |  |  | #N/A |  |  |  | 0 |  |  | SLM |  |  | REM
| - | #N/A | #N/A | #N/A | Material Claiming | 0 |  |  | #N/A |  |  |  | 0 |  |  | SLM |  |  | REM
| - | #N/A | #N/A | #N/A | Material Claiming | 0 |  |  | #N/A |  |  |  | 0 |  |  | SLM |  |  | REM
| - | #N/A | #N/A | #N/A | Material Claiming | 0 |  |  | #N/A |  |  |  | 0 |  |  | SLM |  |  | REM
| - | #N/A | #N/A | #N/A | Material Claiming | 0 |  |  | #N/A |  |  |  | 0 |  |  | SLM |  |  | REM
| - | #N/A | #N/A | #N/A | Material Claiming | 0 |  |  | #N/A |  |  |  | 0 |  |  | SLM |  |  | REM
| - | #N/A | #N/A | #N/A | Material Claiming | 0 |  |  | #N/A |  |  |  | 0 |  |  | SLM |  |  | REM
| - | #N/A | #N/A | #N/A | Material Claiming | 0 |  |  | #N/A |  |  |  | 0 |  |  | SLM |  |  | REM
| - | #N/A | #N/A | #N/A | Material Claiming | 0 |  |  | #N/A |  |  |  | 0 |  |  | SLM |  |  | REM
| - | #N/A | #N/A | #N/A | Material Claiming | 0 |  |  | #N/A |  |  |  | 0 |  |  | SLM |  |  | REM
| - | #N/A | #N/A | #N/A | Material Claiming | 0 |  |  | #N/A |  |  |  | 0 |  |  | SLM |  |  | REM
| - | #N/A | #N/A | #N/A | Material Claiming | 0 |  |  | #N/A |  |  |  | 0 |  |  | SLM |  |  | REM
| - | #N/A | #N/A | #N/A | Material Claiming | 0 |  |  | #N/A |  |  |  | 0 |  |  | SLM |  |  | REM
| - | #N/A | #N/A | #N/A | Material Claiming | 0 |  |  | #N/A |  |  |  | 0 |  |  | SLM |  |  | REM
| - | #N/A | #N/A | #N/A | Material Claiming | 0 |  |  | #N/A |  |  |  | 0 |  |  | SLM |  |  | REM
| - | #N/A | #N/A | #N/A | Material Claiming | 0 |  |  | #N/A |  |  |  | 0 |  |  | SLM |  |  | REM
| - | #N/A | #N/A | #N/A | Material Claiming | 0 |  |  | #N/A |  |  |  | 0 |  |  | SLM |  |  | REM
| - | #N/A | #N/A | #N/A | Material Claiming | 0 |  |  | #N/A |  |  |  | 0 |  |  | SLM |  |  | REM
| - | #N/A | #N/A | #N/A | Material Claiming | 0 |  |  | #N/A |  |  |  | 0 |  |  | SLM |  |  | REM
| - | #N/A | #N/A | #N/A | Material Claiming | 0 |  |  | #N/A |  |  |  | 0 |  |  | SLM |  |  | REM
| - | #N/A | #N/A | #N/A | Material Claiming | 0 |  |  | #N/A |  |  |  | 0 |  |  | SLM |  |  | REM
| - | #N/A | #N/A | #N/A | Material Claiming | 0 |  |  | #N/A |  |  |  | 0 |  |  | SLM |  |  | REM
| - | #N/A | #N/A | #N/A | Material Claiming | 0 |  |  | #N/A |  |  |  | 0 |  |  | SLM |  |  | REM
| - | #N/A | #N/A | #N/A | Material Claiming | 0 |  |  | #N/A |  |  |  | 0 |  |  | SLM |  |  | REM
| - | #N/A | #N/A | #N/A | Material Claiming | 0 |  |  | #N/A |  |  |  | 0 |  |  | SLM |  |  | REM
| - | #N/A | #N/A | #N/A | Material Claiming | 0 |  |  | #N/A |  |  |  | 0 |  |  | SLM |  |  | REM
| - | #N/A | #N/A | #N/A | Material Claiming | 0 |  |  | #N/A |  |  |  | 0 |  |  | SLM |  |  | REM
| - | #N/A | #N/A | #N/A | Material Claiming | 0 |  |  | #N/A |  |  |  | 0 |  |  | SLM |  |  | REM
| - | #N/A | #N/A | #N/A | Material Claiming | 0 |  |  | #N/A |  |  |  | 0 |  |  | SLM |  |  | REM
| - | #N/A | #N/A | #N/A | Material Claiming | 0 |  |  | #N/A |  |  |  | 0 |  |  | SLM |  |  | REM
| - | #N/A | #N/A | #N/A | Material Claiming | 0 |  |  | #N/A |  |  |  | 0 |  |  | SLM |  |  | REM
| - | #N/A | #N/A | #N/A | Material Claiming | 0 |  |  | #N/A |  |  |  | 0 |  |  | SLM |  |  | REM
| - | #N/A | #N/A | #N/A | Material Claiming | 0 |  |  | #N/A |  |  |  | 0 |  |  | SLM |  |  | REM
| - | #N/A | #N/A | #N/A | Material Claiming | 0 |  |  | #N/A |  |  |  | 0 |  |  | SLM |  |  | REM
| - | #N/A | #N/A | #N/A | Material Claiming | 0 |  |  | #N/A |  |  |  | 0 |  |  | SLM |  |  | REM
| - | #N/A | #N/A | #N/A | Material Claiming | 0 |  |  | #N/A |  |  |  | 0 |  |  | SLM |  |  | REM
| - | #N/A | #N/A | #N/A | Material Claiming | 0 |  |  | #N/A |  |  |  | 0 |  |  | SLM |  |  | REM
| - | #N/A | #N/A | #N/A | Material Claiming | 0 |  |  | #N/A |  |  |  | 0 |  |  | SLM |  |  | REM
| - | #N/A | #N/A | #N/A | Material Claiming | 0 |  |  | #N/A |  |  |  | 0 |  |  | SLM |  |  | REM
| - | #N/A | #N/A | #N/A | Material Claiming | 0 |  |  | #N/A |  |  |  | 0 |  |  | SLM |  |  | REM
| - | #N/A | #N/A | #N/A | Material Claiming | 0 |  |  | #N/A |  |  |  | 0 |  |  | SLM |  |  | REM
| - | #N/A | #N/A | #N/A | Material Claiming | 0 |  |  | #N/A |  |  |  | 0 |  |  | SLM |  |  | REM
| - | #N/A | #N/A | #N/A | Material Claiming | 0 |  |  | #N/A |  |  |  | 0 |  |  | SLM |  |  | REM
| - | #N/A | #N/A | #N/A | Material Claiming | 0 |  |  | #N/A |  |  |  | 0 |  |  | SLM |  |  | REM
| - | #N/A | #N/A | #N/A | Material Claiming | 0 |  |  | #N/A |  |  |  | 0 |  |  | SLM |  |  | REM
| - | #N/A | #N/A | #N/A | Material Claiming | 0 |  |  | #N/A |  |  |  | 0 |  |  | SLM |  |  | REM
| - | #N/A | #N/A | #N/A | Material Claiming | 0 |  |  | #N/A |  |  |  | 0 |  |  | SLM |  |  | REM
| - | #N/A | #N/A | #N/A | Material Claiming | 0 |  |  | #N/A |  |  |  | 0 |  |  | SLM |  |  | REM
| - | #N/A | #N/A | #N/A | Material Claiming | 0 |  |  | #N/A |  |  |  | 0 |  |  | SLM |  |  | REM
| - | #N/A | #N/A | #N/A | Material Claiming | 0 |  |  | #N/A |  |  |  | 0 |  |  | SLM |  |  | REM
| - | #N/A | #N/A | #N/A | Material Claiming | 0 |  |  | #N/A |  |  |  | 0 |  |  | SLM |  |  | REM
| - | #N/A | #N/A | #N/A | Material Claiming | 0 |  |  | #N/A |  |  |  | 0 |  |  | SLM |  |  | REM
| - | #N/A | #N/A | #N/A | Material Claiming | 0 |  |  | #N/A |  |  |  | 0 |  |  | SLM |  |  | REM
| - | #N/A | #N/A | #N/A | Material Claiming | 0 |  |  | #N/A |  |  |  | 0 |  |  | SLM |  |  | REM
| - | #N/A | #N/A | #N/A | Material Claiming | 0 |  |  | #N/A |  |  |  | 0 |  |  | SLM |  |  | REM
| - | #N/A | #N/A | #N/A | Material Claiming | 0 |  |  | #N/A |  |  |  | 0 |  |  | SLM |  |  | REM
| - | #N/A | #N/A | #N/A | Material Claiming | 0 |  |  | #N/A |  |  |  | 0 |  |  | SLM |  |  | REM
| - | #N/A | #N/A | #N/A | Material Claiming | 0 |  |  | #N/A |  |  |  | 0 |  |  | SLM |  |  | REM
| - | #N/A | #N/A | #N/A | Material Claiming | 0 |  |  | #N/A |  |  |  | 0 |  |  | SLM |  |  | REM
| - | #N/A | #N/A | #N/A | Material Claiming | 0 |  |  | #N/A |  |  |  | 0 |  |  | SLM |  |  | REM
| - | #N/A | #N/A | #N/A | Material Claiming | 0 |  |  | #N/A |  |  |  | 0 |  |  | SLM |  |  | REM
| - | #N/A | #N/A | #N/A | Material Claiming | 0 |  |  | #N/A |  |  |  | 0 |  |  | SLM |  |  | REM
| - | #N/A | #N/A | #N/A | Material Claiming | 0 |  |  | #N/A |  |  |  | 0 |  |  | SLM |  |  | REM
| - | #N/A | #N/A | #N/A | Material Claiming | 0 |  |  | #N/A |  |  |  | 0 |  |  | SLM |  |  | REM
| - | #N/A | #N/A | #N/A | Material Claiming | 0 |  |  | #N/A |  |  |  | 0 |  |  | SLM |  |  | REM
| - | #N/A | #N/A | #N/A | Material Claiming | 0 |  |  | #N/A |  |  |  | 0 |  |  | SLM |  |  | REM
| - | #N/A | #N/A | #N/A | Material Claiming | 0 |  |  | #N/A |  |  |  | 0 |  |  | SLM |  |  | REM
| - | #N/A | #N/A | #N/A | Material Claiming | 0 |  |  | #N/A |  |  |  | 0 |  |  | SLM |  |  | REM
| - | #N/A | #N/A | #N/A | Material Claiming | 0 |  |  | #N/A |  |  |  | 0 |  |  | SLM |  |  | REM
| - | #N/A | #N/A | #N/A | Material Claiming | 0 |  |  | #N/A |  |  |  | 0 |  |  | SLM |  |  | REM
| - | #N/A | #N/A | #N/A | Material Claiming | 0 |  |  | #N/A |  |  |  | 0 |  |  | SLM |  |  | REM
| - | #N/A | #N/A | #N/A | Material Claiming | 0 |  |  | #N/A |  |  |  | 0 |  |  | SLM |  |  | REM
| - | #N/A | #N/A | #N/A | Material Claiming | 0 |  |  | #N/A |  |  |  | 0 |  |  | SLM |  |  | REM
| - | #N/A | #N/A | #N/A | Material Claiming | 0 |  |  | #N/A |  |  |  | 0 |  |  | SLM |  |  | REM
| - | #N/A | #N/A | #N/A | Material Claiming | 0 |  |  | #N/A |  |  |  | 0 |  |  | SLM |  |  | REM
| - | #N/A | #N/A | #N/A | Material Claiming | 0 |  |  | #N/A |  |  |  | 0 |  |  | SLM |  |  | REM
| - | #N/A | #N/A | #N/A | Material Claiming | 0 |  |  | #N/A |  |  |  | 0 |  |  | SLM |  |  | REM
| - | #N/A | #N/A | #N/A | Material Claiming | 0 |  |  | #N/A |  |  |  | 0 |  |  | SLM |  |  | REM
| - | #N/A | #N/A | #N/A | Material Claiming | 0 |  |  | #N/A |  |  |  | 0 |  |  | SLM |  |  | REM
| - | #N/A | #N/A | #N/A | Material Claiming | 0 |  |  | #N/A |  |  |  | 0 |  |  | SLM |  |  | REM
| - | #N/A | #N/A | #N/A | Material Claiming | 0 |  |  | #N/A |  |  |  | 0 |  |  | SLM |  |  | REM
| - | #N/A | #N/A | #N/A | Material Claiming | 0 |  |  | #N/A |  |  |  | 0 |  |  | SLM |  |  | REM
| - | #N/A | #N/A | #N/A | Material Claiming | 0 |  |  | #N/A |  |  |  | 0 |  |  | SLM |  |  | REM
| - | #N/A | #N/A | #N/A | Material Claiming | 0 |  |  | #N/A |  |  |  | 0 |  |  | SLM |  |  | REM
| - | #N/A | #N/A | #N/A | Material Claiming | 0 |  |  | #N/A |  |  |  | 0 |  |  | SLM |  |  | REM
| - | #N/A | #N/A | #N/A | Material Claiming | 0 |  |  | #N/A |  |  |  | 0 |  |  | SLM |  |  | REM
| - | #N/A | #N/A | #N/A | Material Claiming | 0 |  |  | #N/A |  |  |  | 0 |  |  | SLM |  |  | REM
| - | #N/A | #N/A | #N/A | Material Claiming | 0 |  |  | #N/A |  |  |  | 0 |  |  | SLM |  |  | REM
| - | #N/A | #N/A | #N/A | Material Claiming | 0 |  |  | #N/A |  |  |  | 0 |  |  | SLM |  |  | REM
| - | #N/A | #N/A | #N/A | Material Claiming | 0 |  |  | #N/A |  |  |  | 0 |  |  | SLM |  |  | REM
| - | #N/A | #N/A | #N/A | Material Claiming | 0 |  |  | #N/A |  |  |  | 0 |  |  | SLM |  |  | REM
| - | #N/A | #N/A | #N/A | Material Claiming | 0 |  |  | #N/A |  |  |  | 0 |  |  | SLM |  |  | REM
| - | #N/A | #N/A | #N/A | Material Claiming | 0 |  |  | #N/A |  |  |  | 0 |  |  | SLM |  |  | REM
| - | #N/A | #N/A | #N/A | Material Claiming | 0 |  |  | #N/A |  |  |  | 0 |  |  | SLM |  |  | REM
| - | #N/A | #N/A | #N/A | Material Claiming | 0 |  |  | #N/A |  |  |  | 0 |  |  | SLM |  |  | REM
| - | #N/A | #N/A | #N/A | Material Claiming | 0 |  |  | #N/A |  |  |  | 0 |  |  | SLM |  |  | REM
| - | #N/A | #N/A | #N/A | Material Claiming | 0 |  |  | #N/A |  |  |  | 0 |  |  | SLM |  |  | REM
| - | #N/A | #N/A | #N/A | Material Claiming | 0 |  |  | #N/A |  |  |  | 0 |  |  | SLM |  |  | REM
| - | #N/A | #N/A | #N/A | Material Claiming | 0 |  |  | #N/A |  |  |  | 0 |  |  | SLM |  |  | REM
| - | #N/A | #N/A | #N/A | Material Claiming | 0 |  |  | #N/A |  |  |  | 0 |  |  | SLM |  |  | REM
| - | #N/A | #N/A | #N/A | Material Claiming | 0 |  |  | #N/A |  |  |  | 0 |  |  | SLM |  |  | REM
| - | #N/A | #N/A | #N/A | Material Claiming | 0 |  |  | #N/A |  |  |  | 0 |  |  | SLM |  |  | REM
| - | #N/A | #N/A | #N/A | Material Claiming | 0 |  |  | #N/A |  |  |  | 0 |  |  | SLM |  |  | REM
| - | #N/A | #N/A | #N/A | Material Claiming | 0 |  |  | #N/A |  |  |  | 0 |  |  | SLM |  |  | REM
| - | #N/A | #N/A | #N/A | Material Claiming | 0 |  |  | #N/A |  |  |  | 0 |  |  | SLM |  |  | REM
| - | #N/A | #N/A | #N/A | Material Claiming | 0 |  |  | #N/A |  |  |  | 0 |  |  | SLM |  |  | REM
| - | #N/A | #N/A | #N/A | Material Claiming | 0 |  |  | #N/A |  |  |  | 0 |  |  | SLM |  |  | REM
| - | #N/A | #N/A | #N/A | Material Claiming | 0 |  |  | #N/A |  |  |  | 0 |  |  | SLM |  |  | REM
| - | #N/A | #N/A | #N/A | Material Claiming | 0 |  |  | #N/A |  |  |  | 0 |  |  | SLM |  |  | REM
| - | #N/A | #N/A | #N/A | Material Claiming | 0 |  |  | #N/A |  |  |  | 0 |  |  | SLM |  |  | REM
| - | #N/A | #N/A | #N/A | Material Claiming | 0 |  |  | #N/A |  |  |  | 0 |  |  | SLM |  |  | REM
| - | #N/A | #N/A | #N/A | Material Claiming | 0 |  |  | #N/A |  |  |  | 0 |  |  | SLM |  |  | REM
| - | #N/A | #N/A | #N/A | Material Claiming | 0 |  |  | #N/A |  |  |  | 0 |  |  | SLM |  |  | REM
| - | #N/A | #N/A | #N/A | Material Claiming | 0 |  |  | #N/A |  |  |  | 0 |  |  | SLM |  |  | REM
| - | #N/A | #N/A | #N/A | Material Claiming | 0 |  |  | #N/A |  |  |  | 0 |  |  | SLM |  |  | REM
| - | #N/A | #N/A | #N/A | Material Claiming | 0 |  |  | #N/A |  |  |  | 0 |  |  | SLM |  |  | REM
| - | #N/A | #N/A | #N/A | Material Claiming | 0 |  |  | #N/A |  |  |  | 0 |  |  | SLM |  |  | REM
| - | #N/A | #N/A | #N/A | Material Claiming | 0 |  |  | #N/A |  |  |  | 0 |  |  | SLM |  |  | REM
| - | #N/A | #N/A | #N/A | Material Claiming | 0 |  |  | #N/A |  |  |  | 0 |  |  | SLM |  |  | REM
| - | #N/A | #N/A | #N/A | Material Claiming | 0 |  |  | #N/A |  |  |  | 0 |  |  | SLM |  |  | REM
| - | #N/A | #N/A | #N/A | Material Claiming | 0 |  |  | #N/A |  |  |  | 0 |  |  | SLM |  |  | REM
| - | #N/A | #N/A | #N/A | Material Claiming | 0 |  |  | #N/A |  |  |  | 0 |  |  | SLM |  |  | REM
| - | #N/A | #N/A | #N/A | Material Claiming | 0 |  |  | #N/A |  |  |  | 0 |  |  | SLM |  |  | REM
| - | #N/A | #N/A | #N/A | Material Claiming | 0 |  |  | #N/A |  |  |  | 0 |  |  | SLM |  |  | REM
| - | #N/A | #N/A | #N/A | Material Claiming | 0 |  |  | #N/A |  |  |  | 0 |  |  | SLM |  |  | REM
| - | #N/A | #N/A | #N/A | Material Claiming | 0 |  |  | #N/A |  |  |  | 0 |  |  | SLM |  |  | REM
| - | #N/A | #N/A | #N/A | Material Claiming | 0 |  |  | #N/A |  |  |  | 0 |  |  | SLM |  |  | REM
| - | #N/A | #N/A | #N/A | Material Claiming | 0 |  |  | #N/A |  |  |  | 0 |  |  | SLM |  |  | REM
| - | #N/A | #N/A | #N/A | Material Claiming | 0 |  |  | #N/A |  |  |  | 0 |  |  | SLM |  |  | REM
| - | #N/A | #N/A | #N/A | Material Claiming | 0 |  |  | #N/A |  |  |  | 0 |  |  | SLM |  |  | REM
| - | #N/A | #N/A | #N/A | Material Claiming | 0 |  |  | #N/A |  |  |  | 0 |  |  | SLM |  |  | REM
| - | #N/A | #N/A | #N/A | Material Claiming | 0 |  |  | #N/A |  |  |  | 0 |  |  | SLM |  |  | REM
| - | #N/A | #N/A | #N/A | Material Claiming | 0 |  |  | #N/A |  |  |  | 0 |  |  | SLM |  |  | REM
| - | #N/A | #N/A | #N/A | Material Claiming | 0 |  |  | #N/A |  |  |  | 0 |  |  | SLM |  |  | REM
| - | #N/A | #N/A | #N/A | Material Claiming | 0 |  |  | #N/A |  |  |  | 0 |  |  | SLM |  |  | REM
| - | #N/A | #N/A | #N/A | Material Claiming | 0 |  |  | #N/A |  |  |  | 0 |  |  | SLM |  |  | REM
| - | #N/A | #N/A | #N/A | Material Claiming | 0 |  |  | #N/A |  |  |  | 0 |  |  | SLM |  |  | REM
| - | #N/A | #N/A | #N/A | Material Claiming | 0 |  |  | #N/A |  |  |  | 0 |  |  | SLM |  |  | REM
| - | #N/A | #N/A | #N/A | Material Claiming | 0 |  |  | #N/A |  |  |  | 0 |  |  | SLM |  |  | REM
| - | #N/A | #N/A | #N/A | Material Claiming | 0 |  |  | #N/A |  |  |  | 0 |  |  | SLM |  |  | REM
| - | #N/A | #N/A | #N/A | Material Claiming | 0 |  |  | #N/A |  |  |  | 0 |  |  | SLM |  |  | REM
| - | #N/A | #N/A | #N/A | Material Claiming | 0 |  |  | #N/A |  |  |  | 0 |  |  | SLM |  |  | REM
| - | #N/A | #N/A | #N/A | Material Claiming | 0 |  |  | #N/A |  |  |  | 0 |  |  | SLM |  |  | REM
| - | #N/A | #N/A | #N/A | Material Claiming | 0 |  |  | #N/A |  |  |  | 0 |  |  | SLM |  |  | REM
| - | #N/A | #N/A | #N/A | Material Claiming | 0 |  |  | #N/A |  |  |  | 0 |  |  | SLM |  |  | REM
| - | #N/A | #N/A | #N/A | Material Claiming | 0 |  |  | #N/A |  |  |  | 0 |  |  | SLM |  |  | REM
| - | #N/A | #N/A | #N/A | Material Claiming | 0 |  |  | #N/A |  |  |  | 0 |  |  | SLM |  |  | REM
| - | #N/A | #N/A | #N/A | Material Claiming | 0 |  |  | #N/A |  |  |  | 0 |  |  | SLM |  |  | REM
| - | #N/A | #N/A | #N/A | Material Claiming | 0 |  |  | #N/A |  |  |  | 0 |  |  | SLM |  |  | REM
| - | #N/A | #N/A | #N/A | Material Claiming | 0 |  |  | #N/A |  |  |  | 0 |  |  | SLM |  |  | REM
| - | #N/A | #N/A | #N/A | Material Claiming | 0 |  |  | #N/A |  |  |  | 0 |  |  | SLM |  |  | REM
| - | #N/A | #N/A | #N/A | Material Claiming | 0 |  |  | #N/A |  |  |  | 0 |  |  | SLM |  |  | REM
| - | #N/A | #N/A | #N/A | Material Claiming | 0 |  |  | #N/A |  |  |  | 0 |  |  | SLM |  |  | REM
| - | #N/A | #N/A | #N/A | Material Claiming | 0 |  |  | #N/A |  |  |  | 0 |  |  | SLM |  |  | REM
| - | #N/A | #N/A | #N/A | Material Claiming | 0 |  |  | #N/A |  |  |  | 0 |  |  | SLM |  |  | REM
| - | #N/A | #N/A | #N/A | Material Claiming | 0 |  |  | #N/A |  |  |  | 0 |  |  | SLM |  |  | REM
| - | #N/A | #N/A | #N/A | Material Claiming | 0 |  |  | #N/A |  |  |  | 0 |  |  | SLM |  |  | REM
| - | #N/A | #N/A | #N/A | Material Claiming | 0 |  |  | #N/A |  |  |  | 0 |  |  | SLM |  |  | REM
| - | #N/A | #N/A | #N/A | Material Claiming | 0 |  |  | #N/A |  |  |  | 0 |  |  | SLM |  |  | REM
| - | #N/A | #N/A | #N/A | Material Claiming | 0 |  |  | #N/A |  |  |  | 0 |  |  | SLM |  |  | REM
| - | #N/A | #N/A | #N/A | Material Claiming | 0 |  |  | #N/A |  |  |  | 0 |  |  | SLM |  |  | REM
| - | #N/A | #N/A | #N/A | Material Claiming | 0 |  |  | #N/A |  |  |  | 0 |  |  | SLM |  |  | REM
| - | #N/A | #N/A | #N/A | Material Claiming | 0 |  |  | #N/A |  |  |  | 0 |  |  | SLM |  |  | REM
| - | #N/A | #N/A | #N/A | Material Claiming | 0 |  |  | #N/A |  |  |  | 0 |  |  | SLM |  |  | REM
| - | #N/A | #N/A | #N/A | Material Claiming | 0 |  |  | #N/A |  |  |  | 0 |  |  | SLM |  |  | REM
| - | #N/A | #N/A | #N/A | Material Claiming | 0 |  |  | #N/A |  |  |  | 0 |  |  | SLM |  |  | REM
| - | #N/A | #N/A | #N/A | Material Claiming | 0 |  |  | #N/A |  |  |  | 0 |  |  | SLM |  |  | REM
| - | #N/A | #N/A | #N/A | Material Claiming | 0 |  |  | #N/A |  |  |  | 0 |  |  | SLM |  |  | REM
| - | #N/A | #N/A | #N/A | Material Claiming | 0 |  |  | #N/A |  |  |  | 0 |  |  | SLM |  |  | REM
| - | #N/A | #N/A | #N/A | Material Claiming | 0 |  |  | #N/A |  |  |  | 0 |  |  | SLM |  |  | REM
| - | #N/A | #N/A | #N/A | Material Claiming | 0 |  |  | #N/A |  |  |  | 0 |  |  | SLM |  |  | REM
| - | #N/A | #N/A | #N/A | Material Claiming | 0 |  |  | #N/A |  |  |  | 0 |  |  | SLM |  |  | REM
| - | #N/A | #N/A | #N/A | Material Claiming | 0 |  |  | #N/A |  |  |  | 0 |  |  | SLM |  |  | REM
| - | #N/A | #N/A | #N/A | Material Claiming | 0 |  |  | #N/A |  |  |  | 0 |  |  | SLM |  |  | REM
| - | #N/A | #N/A | #N/A | Material Claiming | 0 |  |  | #N/A |  |  |  | 0 |  |  | SLM |  |  | REM
| - | #N/A | #N/A | #N/A | Material Claiming | 0 |  |  | #N/A |  |  |  | 0 |  |  | SLM |  |  | REM
| - | #N/A | #N/A | #N/A | Material Claiming | 0 |  |  | #N/A |  |  |  | 0 |  |  | SLM |  |  | REM
| - | #N/A | #N/A | #N/A | Material Claiming | 0 |  |  | #N/A |  |  |  | 0 |  |  | SLM |  |  | REM
| - | #N/A | #N/A | #N/A | Material Claiming | 0 |  |  | #N/A |  |  |  | 0 |  |  | SLM |  |  | REM
| - | #N/A | #N/A | #N/A | Material Claiming | 0 |  |  | #N/A |  |  |  | 0 |  |  | SLM |  |  | REM
| - | #N/A | #N/A | #N/A | Material Claiming | 0 |  |  | #N/A |  |  |  | 0 |  |  | SLM |  |  | REM
| - | #N/A | #N/A | #N/A | Material Claiming | 0 |  |  | #N/A |  |  |  | 0 |  |  | SLM |  |  | REM
| - | #N/A | #N/A | #N/A | Material Claiming | 0 |  |  | #N/A |  |  |  | 0 |  |  | SLM |  |  | REM
| - | #N/A | #N/A | #N/A | Material Claiming | 0 |  |  | #N/A |  |  |  | 0 |  |  | SLM |  |  | REM
| - | #N/A | #N/A | #N/A | Material Claiming | 0 |  |  | #N/A |  |  |  | 0 |  |  | SLM |  |  | REM
| - | #N/A | #N/A | #N/A | Material Claiming | 0 |  |  | #N/A |  |  |  | 0 |  |  | SLM |  |  | REM
| - | #N/A | #N/A | #N/A | Material Claiming | 0 |  |  | #N/A |  |  |  | 0 |  |  | SLM |  |  | REM
| - | #N/A | #N/A | #N/A | Material Claiming | 0 |  |  | #N/A |  |  |  | 0 |  |  | SLM |  |  | REM
| - | #N/A | #N/A | #N/A | Material Claiming | 0 |  |  | #N/A |  |  |  | 0 |  |  | SLM |  |  | REM
| - | #N/A | #N/A | #N/A | Material Claiming | 0 |  |  | #N/A |  |  |  | 0 |  |  | SLM |  |  | REM
| - | #N/A | #N/A | #N/A | Material Claiming | 0 |  |  | #N/A |  |  |  | 0 |  |  | SLM |  |  | REM
| - | #N/A | #N/A | #N/A | Material Claiming | 0 |  |  | #N/A |  |  |  | 0 |  |  | SLM |  |  | REM
| - | #N/A | #N/A | #N/A | Material Claiming | 0 |  |  | #N/A |  |  |  | 0 |  |  | SLM |  |  | REM
| - | #N/A | #N/A | #N/A | Material Claiming | 0 |  |  | #N/A |  |  |  | 0 |  |  | SLM |  |  | REM
| - | #N/A | #N/A | #N/A | Material Claiming | 0 |  |  | #N/A |  |  |  | 0 |  |  | SLM |  |  | REM
| - | #N/A | #N/A | #N/A | Material Claiming | 0 |  |  | #N/A |  |  |  | 0 |  |  | SLM |  |  | REM
| - | #N/A | #N/A | #N/A | Material Claiming | 0 |  |  | #N/A |  |  |  | 0 |  |  | SLM |  |  | REM
| - | #N/A | #N/A | #N/A | Material Claiming | 0 |  |  | #N/A |  |  |  | 0 |  |  | SLM |  |  | REM
| - | #N/A | #N/A | #N/A | Material Claiming | 0 |  |  | #N/A |  |  |  | 0 |  |  | SLM |  |  | REM
| - | #N/A | #N/A | #N/A | Material Claiming | 0 |  |  | #N/A |  |  |  | 0 |  |  | SLM |  |  | REM
| - | #N/A | #N/A | #N/A | Material Claiming | 0 |  |  | #N/A |  |  |  | 0 |  |  | SLM |  |  | REM
| - | #N/A | #N/A | #N/A | Material Claiming | 0 |  |  | #N/A |  |  |  | 0 |  |  | SLM |  |  | REM
| - | #N/A | #N/A | #N/A | Material Claiming | 0 |  |  | #N/A |  |  |  | 0 |  |  | SLM |  |  | REM
| - | #N/A | #N/A | #N/A | Material Claiming | 0 |  |  | #N/A |  |  |  | 0 |  |  | SLM |  |  | REM
| - | #N/A | #N/A | #N/A | Material Claiming | 0 |  |  | #N/A |  |  |  | 0 |  |  | SLM |  |  | REM
| - | #N/A | #N/A | #N/A | Material Claiming | 0 |  |  | #N/A |  |  |  | 0 |  |  | SLM |  |  | REM
| - | #N/A | #N/A | #N/A | Material Claiming | 0 |  |  | #N/A |  |  |  | 0 |  |  | SLM |  |  | REM
| - | #N/A | #N/A | #N/A | Material Claiming | 0 |  |  | #N/A |  |  |  | 0 |  |  | SLM |  |  | REM
| - | #N/A | #N/A | #N/A | Material Claiming | 0 |  |  | #N/A |  |  |  | 0 |  |  | SLM |  |  | REM
| - | #N/A | #N/A | #N/A | Material Claiming | 0 |  |  | #N/A |  |  |  | 0 |  |  | SLM |  |  | REM
| - | #N/A | #N/A | #N/A | Material Claiming | 0 |  |  | #N/A |  |  |  | 0 |  |  | SLM |  |  | REM
| - | #N/A | #N/A | #N/A | Material Claiming | 0 |  |  | #N/A |  |  |  | 0 |  |  | SLM |  |  | REM
| - | #N/A | #N/A | #N/A | Material Claiming | 0 |  |  | #N/A |  |  |  | 0 |  |  | SLM |  |  | REM
| - | #N/A | #N/A | #N/A | Material Claiming | 0 |  |  | #N/A |  |  |  | 0 |  |  | SLM |  |  | REM
| - | #N/A | #N/A | #N/A | Material Claiming | 0 |  |  | #N/A |  |  |  | 0 |  |  | SLM |  |  | REM
| - | #N/A | #N/A | #N/A | Material Claiming | 0 |  |  | #N/A |  |  |  | 0 |  |  | SLM |  |  | REM
| - | #N/A | #N/A | #N/A | Material Claiming | 0 |  |  | #N/A |  |  |  | 0 |  |  | SLM |  |  | REM
| - | #N/A | #N/A | #N/A | Material Claiming | 0 |  |  | #N/A |  |  |  | 0 |  |  | SLM |  |  | REM
| - | #N/A | #N/A | #N/A | Material Claiming | 0 |  |  | #N/A |  |  |  | 0 |  |  | SLM |  |  | REM
| - | #N/A | #N/A | #N/A | Material Claiming | 0 |  |  | #N/A |  |  |  | 0 |  |  | SLM |  |  | REM
| - | #N/A | #N/A | #N/A | Material Claiming | 0 |  |  | #N/A |  |  |  | 0 |  |  | SLM |  |  | REM
| - | #N/A | #N/A | #N/A | Material Claiming | 0 |  |  | #N/A |  |  |  | 0 |  |  | SLM |  |  | REM
| - | #N/A | #N/A | #N/A | Material Claiming | 0 |  |  | #N/A |  |  |  | 0 |  |  | SLM |  |  | REM
| - | #N/A | #N/A | #N/A | Material Claiming | 0 |  |  | #N/A |  |  |  | 0 |  |  | SLM |  |  | REM
| - | #N/A | #N/A | #N/A | Material Claiming | 0 |  |  | #N/A |  |  |  | 0 |  |  | SLM |  |  | REM
| - | #N/A | #N/A | #N/A | Material Claiming | 0 |  |  | #N/A |  |  |  | 0 |  |  | SLM |  |  | REM
| - | #N/A | #N/A | #N/A | Material Claiming | 0 |  |  | #N/A |  |  |  | 0 |  |  | SLM |  |  | REM
| - | #N/A | #N/A | #N/A | Material Claiming | 0 |  |  | #N/A |  |  |  | 0 |  |  | SLM |  |  | REM
| - | #N/A | #N/A | #N/A | Material Claiming | 0 |  |  | #N/A |  |  |  | 0 |  |  | SLM |  |  | REM
| - | #N/A | #N/A | #N/A | Material Claiming | 0 |  |  | #N/A |  |  |  | 0 |  |  | SLM |  |  | REM
| - | #N/A | #N/A | #N/A | Material Claiming | 0 |  |  | #N/A |  |  |  | 0 |  |  | SLM |  |  | REM
| - | #N/A | #N/A | #N/A | Material Claiming | 0 |  |  | #N/A |  |  |  | 0 |  |  | SLM |  |  | REM
| - | #N/A | #N/A | #N/A | Material Claiming | 0 |  |  | #N/A |  |  |  | 0 |  |  | SLM |  |  | REM
| - | #N/A | #N/A | #N/A | Material Claiming | 0 |  |  | #N/A |  |  |  | 0 |  |  | SLM |  |  | REM
| - | #N/A | #N/A | #N/A | Material Claiming | 0 |  |  | #N/A |  |  |  | 0 |  |  | SLM |  |  | REM
| - | #N/A | #N/A | #N/A | Material Claiming | 0 |  |  | #N/A |  |  |  | 0 |  |  | SLM |  |  | REM
| - | #N/A | #N/A | #N/A | Material Claiming | 0 |  |  | #N/A |  |  |  | 0 |  |  | SLM |  |  | REM
| - | #N/A | #N/A | #N/A | Material Claiming | 0 |  |  | #N/A |  |  |  | 0 |  |  | SLM |  |  | REM
| - | #N/A | #N/A | #N/A | Material Claiming | 0 |  |  | #N/A |  |  |  | 0 |  |  | SLM |  |  | REM
| - | #N/A | #N/A | #N/A | Material Claiming | 0 |  |  | #N/A |  |  |  | 0 |  |  | SLM |  |  | REM
| - | #N/A | #N/A | #N/A | Material Claiming | 0 |  |  | #N/A |  |  |  | 0 |  |  | SLM |  |  | REM
| - | #N/A | #N/A | #N/A | Material Claiming | 0 |  |  | #N/A |  |  |  | 0 |  |  | SLM |  |  | REM
| - | #N/A | #N/A | #N/A | Material Claiming | 0 |  |  | #N/A |  |  |  | 0 |  |  | SLM |  |  | REM
| - | #N/A | #N/A | #N/A | Material Claiming | 0 |  |  | #N/A |  |  |  | 0 |  |  | SLM |  |  | REM
| - | #N/A | #N/A | #N/A | Material Claiming | 0 |  |  | #N/A |  |  |  | 0 |  |  | SLM |  |  | REM
| - | #N/A | #N/A | #N/A | Material Claiming | 0 |  |  | #N/A |  |  |  | 0 |  |  | SLM |  |  | REM
| - | #N/A | #N/A | #N/A | Material Claiming | 0 |  |  | #N/A |  |  |  | 0 |  |  | SLM |  |  | REM
| - | #N/A | #N/A | #N/A | Material Claiming | 0 |  |  | #N/A |  |  |  | 0 |  |  | SLM |  |  | REM
| - | #N/A | #N/A | #N/A | Material Claiming | 0 |  |  | #N/A |  |  |  | 0 |  |  | SLM |  |  | REM
| - | #N/A | #N/A | #N/A | Material Claiming | 0 |  |  | #N/A |  |  |  | 0 |  |  | SLM |  |  | REM
| - | #N/A | #N/A | #N/A | Material Claiming | 0 |  |  | #N/A |  |  |  | 0 |  |  | SLM |  |  | REM
| - | #N/A | #N/A | #N/A | Material Claiming | 0 |  |  | #N/A |  |  |  | 0 |  |  | SLM |  |  | REM
| - | #N/A | #N/A | #N/A | Material Claiming | 0 |  |  | #N/A |  |  |  | 0 |  |  | SLM |  |  | REM
| - | #N/A | #N/A | #N/A | Material Claiming | 0 |  |  | #N/A |  |  |  | 0 |  |  | SLM |  |  | REM
| - | #N/A | #N/A | #N/A | Material Claiming | 0 |  |  | #N/A |  |  |  | 0 |  |  | SLM |  |  | REM
| - | #N/A | #N/A | #N/A | Material Claiming | 0 |  |  | #N/A |  |  |  | 0 |  |  | SLM |  |  | REM
| - | #N/A | #N/A | #N/A | Material Claiming | 0 |  |  | #N/A |  |  |  | 0 |  |  | SLM |  |  | REM
| - | #N/A | #N/A | #N/A | Material Claiming | 0 |  |  | #N/A |  |  |  | 0 |  |  | SLM |  |  | REM
| - | #N/A | #N/A | #N/A | Material Claiming | 0 |  |  | #N/A |  |  |  | 0 |  |  | SLM |  |  | REM
| - | #N/A | #N/A | #N/A | Material Claiming | 0 |  |  | #N/A |  |  |  | 0 |  |  | SLM |  |  | REM
| - | #N/A | #N/A | #N/A | Material Claiming | 0 |  |  | #N/A |  |  |  | 0 |  |  | SLM |  |  | REM
| - | #N/A | #N/A | #N/A | Material Claiming | 0 |  |  | #N/A |  |  |  | 0 |  |  | SLM |  |  | REM
| - | #N/A | #N/A | #N/A | Material Claiming | 0 |  |  | #N/A |  |  |  | 0 |  |  | SLM |  |  | REM
| - | #N/A | #N/A | #N/A | Material Claiming | 0 |  |  | #N/A |  |  |  | 0 |  |  | SLM |  |  | REM
| - | #N/A | #N/A | #N/A | Material Claiming | 0 |  |  | #N/A |  |  |  | 0 |  |  | SLM |  |  | REM
| - | #N/A | #N/A | #N/A | Material Claiming | 0 |  |  | #N/A |  |  |  | 0 |  |  | SLM |  |  | REM
| - | #N/A | #N/A | #N/A | Material Claiming | 0 |  |  | #N/A |  |  |  | 0 |  |  | SLM |  |  | REM
| - | #N/A | #N/A | #N/A | Material Claiming | 0 |  |  | #N/A |  |  |  | 0 |  |  | SLM |  |  | REM
| - | #N/A | #N/A | #N/A | Material Claiming | 0 |  |  | #N/A |  |  |  | 0 |  |  | SLM |  |  | REM
| - | #N/A | #N/A | #N/A | Material Claiming | 0 |  |  | #N/A |  |  |  | 0 |  |  | SLM |  |  | REM
| - | #N/A | #N/A | #N/A | Material Claiming | 0 |  |  | #N/A |  |  |  | 0 |  |  | SLM |  |  | REM
| - | #N/A | #N/A | #N/A | Material Claiming | 0 |  |  | #N/A |  |  |  | 0 |  |  | SLM |  |  | REM
| - | #N/A | #N/A | #N/A | Material Claiming | 0 |  |  | #N/A |  |  |  | 0 |  |  | SLM |  |  | REM
| - | #N/A | #N/A | #N/A | Material Claiming | 0 |  |  | #N/A |  |  |  | 0 |  |  | SLM |  |  | REM
| - | #N/A | #N/A | #N/A | Material Claiming | 0 |  |  | #N/A |  |  |  | 0 |  |  | SLM |  |  | REM
| - | #N/A | #N/A | #N/A | Material Claiming | 0 |  |  | #N/A |  |  |  | 0 |  |  | SLM |  |  | REM
| - | #N/A | #N/A | #N/A | Material Claiming | 0 |  |  | #N/A |  |  |  | 0 |  |  | SLM |  |  | REM
| - | #N/A | #N/A | #N/A | Material Claiming | 0 |  |  | #N/A |  |  |  | 0 |  |  | SLM |  |  | REM
| - | #N/A | #N/A | #N/A | Material Claiming | 0 |  |  | #N/A |  |  |  | 0 |  |  | SLM |  |  | REM
| - | #N/A | #N/A | #N/A | Material Claiming | 0 |  |  | #N/A |  |  |  | 0 |  |  | SLM |  |  | REM
| - | #N/A | #N/A | #N/A | Material Claiming | 0 |  |  | #N/A |  |  |  | 0 |  |  | SLM |  |  | REM
| - | #N/A | #N/A | #N/A | Material Claiming | 0 |  |  | #N/A |  |  |  | 0 |  |  | SLM |  |  | REM
| - | #N/A | #N/A | #N/A | Material Claiming | 0 |  |  | #N/A |  |  |  | 0 |  |  | SLM |  |  | REM
| - | #N/A | #N/A | #N/A | Material Claiming | 0 |  |  | #N/A |  |  |  | 0 |  |  | SLM |  |  | REM
| - | #N/A | #N/A | #N/A | Material Claiming | 0 |  |  | #N/A |  |  |  | 0 |  |  | SLM |  |  | REM
| - | #N/A | #N/A | #N/A | Material Claiming | 0 |  |  | #N/A |  |  |  | 0 |  |  | SLM |  |  | REM
| - | #N/A | #N/A | #N/A | Material Claiming | 0 |  |  | #N/A |  |  |  | 0 |  |  | SLM |  |  | REM
| - | #N/A | #N/A | #N/A | Material Claiming | 0 |  |  | #N/A |  |  |  | 0 |  |  | SLM |  |  | REM
| - | #N/A | #N/A | #N/A | Material Claiming | 0 |  |  | #N/A |  |  |  | 0 |  |  | SLM |  |  | REM
| - | #N/A | #N/A | #N/A | Material Claiming | 0 |  |  | #N/A |  |  |  | 0 |  |  | SLM |  |  | REM
| - | #N/A | #N/A | #N/A | Material Claiming | 0 |  |  | #N/A |  |  |  | 0 |  |  | SLM |  |  | REM
| - | #N/A | #N/A | #N/A | Material Claiming | 0 |  |  | #N/A |  |  |  | 0 |  |  | SLM |  |  | REM
| - | #N/A | #N/A | #N/A | Material Claiming | 0 |  |  | #N/A |  |  |  | 0 |  |  | SLM |  |  | REM
| - | #N/A | #N/A | #N/A | Material Claiming | 0 |  |  | #N/A |  |  |  | 0 |  |  | SLM |  |  | REM
| - | #N/A | #N/A | #N/A | Material Claiming | 0 |  |  | #N/A |  |  |  | 0 |  |  | SLM |  |  | REM
| - | #N/A | #N/A | #N/A | Material Claiming | 0 |  |  | #N/A |  |  |  | 0 |  |  | SLM |  |  | REM
| - | #N/A | #N/A | #N/A | Material Claiming | 0 |  |  | #N/A |  |  |  | 0 |  |  | SLM |  |  | REM
| - | #N/A | #N/A | #N/A | Material Claiming | 0 |  |  | #N/A |  |  |  | 0 |  |  | SLM |  |  | REM
| - | #N/A | #N/A | #N/A | Material Claiming | 0 |  |  | #N/A |  |  |  | 0 |  |  | SLM |  |  | REM
| - | #N/A | #N/A | #N/A | Material Claiming | 0 |  |  | #N/A |  |  |  | 0 |  |  | SLM |  |  | REM
| - | #N/A | #N/A | #N/A | Material Claiming | 0 |  |  | #N/A |  |  |  | 0 |  |  | SLM |  |  | REM
| - | #N/A | #N/A | #N/A | Material Claiming | 0 |  |  | #N/A |  |  |  | 0 |  |  | SLM |  |  | REM
| - | #N/A | #N/A | #N/A | Material Claiming | 0 |  |  | #N/A |  |  |  | 0 |  |  | SLM |  |  | REM
| - | #N/A | #N/A | #N/A | Material Claiming | 0 |  |  | #N/A |  |  |  | 0 |  |  | SLM |  |  | REM
| - | #N/A | #N/A | #N/A | Material Claiming | 0 |  |  | #N/A |  |  |  | 0 |  |  | SLM |  |  | REM
| - | #N/A | #N/A | #N/A | Material Claiming | 0 |  |  | #N/A |  |  |  | 0 |  |  | SLM |  |  | REM
| - | #N/A | #N/A | #N/A | Material Claiming | 0 |  |  | #N/A |  |  |  | 0 |  |  | SLM |  |  | REM
| - | #N/A | #N/A | #N/A | Material Claiming | 0 |  |  | #N/A |  |  |  | 0 |  |  | SLM |  |  | REM
| - | #N/A | #N/A | #N/A | Material Claiming | 0 |  |  | #N/A |  |  |  | 0 |  |  | SLM |  |  | REM
| - | #N/A | #N/A | #N/A | Material Claiming | 0 |  |  | #N/A |  |  |  | 0 |  |  | SLM |  |  | REM
| - | #N/A | #N/A | #N/A | Material Claiming | 0 |  |  | #N/A |  |  |  | 0 |  |  | SLM |  |  | REM
| - | #N/A | #N/A | #N/A | Material Claiming | 0 |  |  | #N/A |  |  |  | 0 |  |  | SLM |  |  | REM
| - | #N/A | #N/A | #N/A | Material Claiming | 0 |  |  | #N/A |  |  |  | 0 |  |  | SLM |  |  | REM
| - | #N/A | #N/A | #N/A | Material Claiming | 0 |  |  | #N/A |  |  |  | 0 |  |  | SLM |  |  | REM
| - | #N/A | #N/A | #N/A | Material Claiming | 0 |  |  | #N/A |  |  |  | 0 |  |  | SLM |  |  | REM
| - | #N/A | #N/A | #N/A | Material Claiming | 0 |  |  | #N/A |  |  |  | 0 |  |  | SLM |  |  | REM
| - | #N/A | #N/A | #N/A | Material Claiming | 0 |  |  | #N/A |  |  |  | 0 |  |  | SLM |  |  | REM
| - | #N/A | #N/A | #N/A | Material Claiming | 0 |  |  | #N/A |  |  |  | 0 |  |  | SLM |  |  | REM
| - | #N/A | #N/A | #N/A | Material Claiming | 0 |  |  | #N/A |  |  |  | 0 |  |  | SLM |  |  | REM
| - | #N/A | #N/A | #N/A | Material Claiming | 0 |  |  | #N/A |  |  |  | 0 |  |  | SLM |  |  | REM
| - | #N/A | #N/A | #N/A | Material Claiming | 0 |  |  | #N/A |  |  |  | 0 |  |  | SLM |  |  | REM
| - | #N/A | #N/A | #N/A | Material Claiming | 0 |  |  | #N/A |  |  |  | 0 |  |  | SLM |  |  | REM
| - | #N/A | #N/A | #N/A | Material Claiming | 0 |  |  | #N/A |  |  |  | 0 |  |  | SLM |  |  | REM
| - | #N/A | #N/A | #N/A | Material Claiming | 0 |  |  | #N/A |  |  |  | 0 |  |  | SLM |  |  | REM
| - | #N/A | #N/A | #N/A | Material Claiming | 0 |  |  | #N/A |  |  |  | 0 |  |  | SLM |  |  | REM
| - | #N/A | #N/A | #N/A | Material Claiming | 0 |  |  | #N/A |  |  |  | 0 |  |  | SLM |  |  | REM
| - | #N/A | #N/A | #N/A | Material Claiming | 0 |  |  | #N/A |  |  |  | 0 |  |  | SLM |  |  | REM
| - | #N/A | #N/A | #N/A | Material Claiming | 0 |  |  | #N/A |  |  |  | 0 |  |  | SLM |  |  | REM
| - | #N/A | #N/A | #N/A | Material Claiming | 0 |  |  | #N/A |  |  |  | 0 |  |  | SLM |  |  | REM
| - | #N/A | #N/A | #N/A | Material Claiming | 0 |  |  | #N/A |  |  |  | 0 |  |  | SLM |  |  | REM
| - | #N/A | #N/A | #N/A | Material Claiming | 0 |  |  | #N/A |  |  |  | 0 |  |  | SLM |  |  | REM
| - | #N/A | #N/A | #N/A | Material Claiming | 0 |  |  | #N/A |  |  |  | 0 |  |  | SLM |  |  | REM
| - | #N/A | #N/A | #N/A | Material Claiming | 0 |  |  | #N/A |  |  |  | 0 |  |  | SLM |  |  | REM
| - | #N/A | #N/A | #N/A | Material Claiming | 0 |  |  | #N/A |  |  |  | 0 |  |  | SLM |  |  | REM
| - | #N/A | #N/A | #N/A | Material Claiming | 0 |  |  | #N/A |  |  |  | 0 |  |  | SLM |  |  | REM
| - | #N/A | #N/A | #N/A | Material Claiming | 0 |  |  | #N/A |  |  |  | 0 |  |  | SLM |  |  | REM
| - | #N/A | #N/A | #N/A | Material Claiming | 0 |  |  | #N/A |  |  |  | 0 |  |  | SLM |  |  | REM
| - | #N/A | #N/A | #N/A | Material Claiming | 0 |  |  | #N/A |  |  |  | 0 |  |  | SLM |  |  | REM
| - | #N/A | #N/A | #N/A | Material Claiming | 0 |  |  | #N/A |  |  |  | 0 |  |  | SLM |  |  | REM
| - | #N/A | #N/A | #N/A | Material Claiming | 0 |  |  | #N/A |  |  |  | 0 |  |  | SLM |  |  | REM
| - | #N/A | #N/A | #N/A | Material Claiming | 0 |  |  | #N/A |  |  |  | 0 |  |  | SLM |  |  | REM
| - | #N/A | #N/A | #N/A | Material Claiming | 0 |  |  | #N/A |  |  |  | 0 |  |  | SLM |  |  | REM
| - | #N/A | #N/A | #N/A | Material Claiming | 0 |  |  | #N/A |  |  |  | 0 |  |  | SLM |  |  | REM
| - | #N/A | #N/A | #N/A | Material Claiming | 0 |  |  | #N/A |  |  |  | 0 |  |  | SLM |  |  | REM
| - | #N/A | #N/A | #N/A | Material Claiming | 0 |  |  | #N/A |  |  |  | 0 |  |  | SLM |  |  | REM
| - | #N/A | #N/A | #N/A | Material Claiming | 0 |  |  | #N/A |  |  |  | 0 |  |  | SLM |  |  | REM
| - | #N/A | #N/A | #N/A | Material Claiming | 0 |  |  | #N/A |  |  |  | 0 |  |  | SLM |  |  | REM
| - | #N/A | #N/A | #N/A | Material Claiming | 0 |  |  | #N/A |  |  |  | 0 |  |  | SLM |  |  | REM
| - | #N/A | #N/A | #N/A | Material Claiming | 0 |  |  | #N/A |  |  |  | 0 |  |  | SLM |  |  | REM
| - | #N/A | #N/A | #N/A | Material Claiming | 0 |  |  | #N/A |  |  |  | 0 |  |  | SLM |  |  | REM
| - | #N/A | #N/A | #N/A | Material Claiming | 0 |  |  | #N/A |  |  |  | 0 |  |  | SLM |  |  | REM
| - | #N/A | #N/A | #N/A | Material Claiming | 0 |  |  | #N/A |  |  |  | 0 |  |  | SLM |  |  | REM
| - | #N/A | #N/A | #N/A | Material Claiming | 0 |  |  | #N/A |  |  |  | 0 |  |  | SLM |  |  | REM
| - | #N/A | #N/A | #N/A | Material Claiming | 0 |  |  | #N/A |  |  |  | 0 |  |  | SLM |  |  | REM
| - | #N/A | #N/A | #N/A | Material Claiming | 0 |  |  | #N/A |  |  |  | 0 |  |  | SLM |  |  | REM
| - | #N/A | #N/A | #N/A | Material Claiming | 0 |  |  | #N/A |  |  |  | 0 |  |  | SLM |  |  | REM
| - | #N/A | #N/A | #N/A | Material Claiming | 0 |  |  | #N/A |  |  |  | 0 |  |  | SLM |  |  | REM
| - | #N/A | #N/A | #N/A | Material Claiming | 0 |  |  | #N/A |  |  |  | 0 |  |  | SLM |  |  | REM
| - | #N/A | #N/A | #N/A | Material Claiming | 0 |  |  | #N/A |  |  |  | 0 |  |  | SLM |  |  | REM
| - | #N/A | #N/A | #N/A | Material Claiming | 0 |  |  | #N/A |  |  |  | 0 |  |  | SLM |  |  | REM
| - | #N/A | #N/A | #N/A | Material Claiming | 0 |  |  | #N/A |  |  |  | 0 |  |  | SLM |  |  | REM
| - | #N/A | #N/A | #N/A | Material Claiming | 0 |  |  | #N/A |  |  |  | 0 |  |  | SLM |  |  | REM
| - | #N/A | #N/A | #N/A | Material Claiming | 0 |  |  | #N/A |  |  |  | 0 |  |  | SLM |  |  | REM
| - | #N/A | #N/A | #N/A | Material Claiming | 0 |  |  | #N/A |  |  |  | 0 |  |  | SLM |  |  | REM
| - | #N/A | #N/A | #N/A | Material Claiming | 0 |  |  | #N/A |  |  |  | 0 |  |  | SLM |  |  | REM
| - | #N/A | #N/A | #N/A | Material Claiming | 0 |  |  | #N/A |  |  |  | 0 |  |  | SLM |  |  | REM
| - | #N/A | #N/A | #N/A | Material Claiming | 0 |  |  | #N/A |  |  |  | 0 |  |  | SLM |  |  | REM
| - | #N/A | #N/A | #N/A | Material Claiming | 0 |  |  | #N/A |  |  |  | 0 |  |  | SLM |  |  | REM
| - | #N/A | #N/A | #N/A | Material Claiming | 0 |  |  | #N/A |  |  |  | 0 |  |  | SLM |  |  | REM
| - | #N/A | #N/A | #N/A | Material Claiming | 0 |  |  | #N/A |  |  |  | 0 |  |  | SLM |  |  | REM
| - | #N/A | #N/A | #N/A | Material Claiming | 0 |  |  | #N/A |  |  |  | 0 |  |  | SLM |  |  | REM
| - | #N/A | #N/A | #N/A | Material Claiming | 0 |  |  | #N/A |  |  |  | 0 |  |  | SLM |  |  | REM
| - | #N/A | #N/A | #N/A | Material Claiming | 0 |  |  | #N/A |  |  |  | 0 |  |  | SLM |  |  | REM
| - | #N/A | #N/A | #N/A | Material Claiming | 0 |  |  | #N/A |  |  |  | 0 |  |  | SLM |  |  | REM
| - | #N/A | #N/A | #N/A | Material Claiming | 0 |  |  | #N/A |  |  |  | 0 |  |  | SLM |  |  | REM
| - | #N/A | #N/A | #N/A | Material Claiming | 0 |  |  | #N/A |  |  |  | 0 |  |  | SLM |  |  | REM
| - | #N/A | #N/A | #N/A | Material Claiming | 0 |  |  | #N/A |  |  |  | 0 |  |  | SLM |  |  | REM
| - | #N/A | #N/A | #N/A | Material Claiming | 0 |  |  | #N/A |  |  |  | 0 |  |  | SLM |  |  | REM
| - | #N/A | #N/A | #N/A | Material Claiming | 0 |  |  | #N/A |  |  |  | 0 |  |  | SLM |  |  | REM
| - | #N/A | #N/A | #N/A | Material Claiming | 0 |  |  | #N/A |  |  |  | 0 |  |  | SLM |  |  | REM
| - | #N/A | #N/A | #N/A | Material Claiming | 0 |  |  | #N/A |  |  |  | 0 |  |  | SLM |  |  | REM
| - | #N/A | #N/A | #N/A | Material Claiming | 0 |  |  | #N/A |  |  |  | 0 |  |  | SLM |  |  | REM
| - | #N/A | #N/A | #N/A | Material Claiming | 0 |  |  | #N/A |  |  |  | 0 |  |  | SLM |  |  | REM
| - | #N/A | #N/A | #N/A | Material Claiming | 0 |  |  | #N/A |  |  |  | 0 |  |  | SLM |  |  | REM
| - | #N/A | #N/A | #N/A | Material Claiming | 0 |  |  | #N/A |  |  |  | 0 |  |  | SLM |  |  | REM
| - | #N/A | #N/A | #N/A | Material Claiming | 0 |  |  | #N/A |  |  |  | 0 |  |  | SLM |  |  | REM
| - | #N/A | #N/A | #N/A | Material Claiming | 0 |  |  | #N/A |  |  |  | 0 |  |  | SLM |  |  | REM
| - | #N/A | #N/A | #N/A | Material Claiming | 0 |  |  | #N/A |  |  |  | 0 |  |  | SLM |  |  | REM
| - | #N/A | #N/A | #N/A | Material Claiming | 0 |  |  | #N/A |  |  |  | 0 |  |  | SLM |  |  | REM
| - | #N/A | #N/A | #N/A | Material Claiming | 0 |  |  | #N/A |  |  |  | 0 |  |  | SLM |  |  | REM
| - | #N/A | #N/A | #N/A | Material Claiming | 0 |  |  | #N/A |  |  |  | 0 |  |  | SLM |  |  | REM
| - | #N/A | #N/A | #N/A | Material Claiming | 0 |  |  | #N/A |  |  |  | 0 |  |  | SLM |  |  | REM
| - | #N/A | #N/A | #N/A | Material Claiming | 0 |  |  | #N/A |  |  |  | 0 |  |  | SLM |  |  | REM
| - | #N/A | #N/A | #N/A | Material Claiming | 0 |  |  | #N/A |  |  |  | 0 |  |  | SLM |  |  | REM
| - | #N/A | #N/A | #N/A | Material Claiming | 0 |  |  | #N/A |  |  |  | 0 |  |  | SLM |  |  | REM
| - | #N/A | #N/A | #N/A | Material Claiming | 0 |  |  | #N/A |  |  |  | 0 |  |  | SLM |  |  | REM
| - | #N/A | #N/A | #N/A | Material Claiming | 0 |  |  | #N/A |  |  |  | 0 |  |  | SLM |  |  | REM
| - | #N/A | #N/A | #N/A | Material Claiming | 0 |  |  | #N/A |  |  |  | 0 |  |  | SLM |  |  | REM
| - | #N/A | #N/A | #N/A | Material Claiming | 0 |  |  | #N/A |  |  |  | 0 |  |  | SLM |  |  | REM
| - | #N/A | #N/A | #N/A | Material Claiming | 0 |  |  | #N/A |  |  |  | 0 |  |  | SLM |  |  | REM
| - | #N/A | #N/A | #N/A | Material Claiming | 0 |  |  | #N/A |  |  |  | 0 |  |  | SLM |  |  | REM
| - | #N/A | #N/A | #N/A | Material Claiming | 0 |  |  | #N/A |  |  |  | 0 |  |  | SLM |  |  | REM
| - | #N/A | #N/A | #N/A | Material Claiming | 0 |  |  | #N/A |  |  |  | 0 |  |  | SLM |  |  | REM
| - | #N/A | #N/A | #N/A | Material Claiming | 0 |  |  | #N/A |  |  |  | 0 |  |  | SLM |  |  | REM
| - | #N/A | #N/A | #N/A | Material Claiming | 0 |  |  | #N/A |  |  |  | 0 |  |  | SLM |  |  | REM
| - | #N/A | #N/A | #N/A | Material Claiming | 0 |  |  | #N/A |  |  |  | 0 |  |  | SLM |  |  | REM
| - | #N/A | #N/A | #N/A | Material Claiming | 0 |  |  | #N/A |  |  |  | 0 |  |  | SLM |  |  | REM
| - | #N/A | #N/A | #N/A | Material Claiming | 0 |  |  | #N/A |  |  |  | 0 |  |  | SLM |  |  | REM
| - | #N/A | #N/A | #N/A | Material Claiming | 0 |  |  | #N/A |  |  |  | 0 |  |  | SLM |  |  | REM
| - | #N/A | #N/A | #N/A | Material Claiming | 0 |  |  | #N/A |  |  |  | 0 |  |  | SLM |  |  | REM
| - | #N/A | #N/A | #N/A | Material Claiming | 0 |  |  | #N/A |  |  |  | 0 |  |  | SLM |  |  | REM
| - | #N/A | #N/A | #N/A | Material Claiming | 0 |  |  | #N/A |  |  |  | 0 |  |  | SLM |  |  | REM
| - | #N/A | #N/A | #N/A | Material Claiming | 0 |  |  | #N/A |  |  |  | 0 |  |  | SLM |  |  | REM
| - | #N/A | #N/A | #N/A | Material Claiming | 0 |  |  | #N/A |  |  |  | 0 |  |  | SLM |  |  | REM
| - | #N/A | #N/A | #N/A | Material Claiming | 0 |  |  | #N/A |  |  |  | 0 |  |  | SLM |  |  | REM
| - | #N/A | #N/A | #N/A | Material Claiming | 0 |  |  | #N/A |  |  |  | 0 |  |  | SLM |  |  | REM
| - | #N/A | #N/A | #N/A | Material Claiming | 0 |  |  | #N/A |  |  |  | 0 |  |  | SLM |  |  | REM
| - | #N/A | #N/A | #N/A | Material Claiming | 0 |  |  | #N/A |  |  |  | 0 |  |  | SLM |  |  | REM
| - | #N/A | #N/A | #N/A | Material Claiming | 0 |  |  | #N/A |  |  |  | 0 |  |  | SLM |  |  | REM
| - | #N/A | #N/A | #N/A | Material Claiming | 0 |  |  | #N/A |  |  |  | 0 |  |  | SLM |  |  | REM
| - | #N/A | #N/A | #N/A | Material Claiming | 0 |  |  | #N/A |  |  |  | 0 |  |  | SLM |  |  | REM
| - | #N/A | #N/A | #N/A | Material Claiming | 0 |  |  | #N/A |  |  |  | 0 |  |  | SLM |  |  | REM
| - | #N/A | #N/A | #N/A | Material Claiming | 0 |  |  | #N/A |  |  |  | 0 |  |  | SLM |  |  | REM
| - | #N/A | #N/A | #N/A | Material Claiming | 0 |  |  | #N/A |  |  |  | 0 |  |  | SLM |  |  | REM
| - | #N/A | #N/A | #N/A | Material Claiming | 0 |  |  | #N/A |  |  |  | 0 |  |  | SLM |  |  | REM
| - | #N/A | #N/A | #N/A | Material Claiming | 0 |  |  | #N/A |  |  |  | 0 |  |  | SLM |  |  | REM
| - | #N/A | #N/A | #N/A | Material Claiming | 0 |  |  | #N/A |  |  |  | 0 |  |  | SLM |  |  | REM
| - | #N/A | #N/A | #N/A | Material Claiming | 0 |  |  | #N/A |  |  |  | 0 |  |  | SLM |  |  | REM
| - | #N/A | #N/A | #N/A | Material Claiming | 0 |  |  | #N/A |  |  |  | 0 |  |  | SLM |  |  | REM
| - | #N/A | #N/A | #N/A | Material Claiming | 0 |  |  | #N/A |  |  |  | 0 |  |  | SLM |  |  | REM
| - | #N/A | #N/A | #N/A | Material Claiming | 0 |  |  | #N/A |  |  |  | 0 |  |  | SLM |  |  | REM
| - | #N/A | #N/A | #N/A | Material Claiming | 0 |  |  | #N/A |  |  |  | 0 |  |  | SLM |  |  | REM
| - | #N/A | #N/A | #N/A | Material Claiming | 0 |  |  | #N/A |  |  |  | 0 |  |  | SLM |  |  | REM
| - | #N/A | #N/A | #N/A | Material Claiming | 0 |  |  | #N/A |  |  |  | 0 |  |  | SLM |  |  | REM
| - | #N/A | #N/A | #N/A | Material Claiming | 0 |  |  | #N/A |  |  |  | 0 |  |  | SLM |  |  | REM
| - | #N/A | #N/A | #N/A | Material Claiming | 0 |  |  | #N/A |  |  |  | 0 |  |  | SLM |  |  | REM
| - | #N/A | #N/A | #N/A | Material Claiming | 0 |  |  | #N/A |  |  |  | 0 |  |  | SLM |  |  | REM
| - | #N/A | #N/A | #N/A | Material Claiming | 0 |  |  | #N/A |  |  |  | 0 |  |  | SLM |  |  | REM
| - | #N/A | #N/A | #N/A | Material Claiming | 0 |  |  | #N/A |  |  |  | 0 |  |  | SLM |  |  | REM
| - | #N/A | #N/A | #N/A | Material Claiming | 0 |  |  | #N/A |  |  |  | 0 |  |  | SLM |  |  | REM
| - | #N/A | #N/A | #N/A | Material Claiming | 0 |  |  | #N/A |  |  |  | 0 |  |  | SLM |  |  | REM
| - | #N/A | #N/A | #N/A | Material Claiming | 0 |  |  | #N/A |  |  |  | 0 |  |  | SLM |  |  | REM
| - | #N/A | #N/A | #N/A | Material Claiming | 0 |  |  | #N/A |  |  |  | 0 |  |  | SLM |  |  | REM
| - | #N/A | #N/A | #N/A | Material Claiming | 0 |  |  | #N/A |  |  |  | 0 |  |  | SLM |  |  | REM
| - | #N/A | #N/A | #N/A | Material Claiming | 0 |  |  | #N/A |  |  |  | 0 |  |  | SLM |  |  | REM
| - | #N/A | #N/A | #N/A | Material Claiming | 0 |  |  | #N/A |  |  |  | 0 |  |  | SLM |  |  | REM
| - | #N/A | #N/A | #N/A | Material Claiming | 0 |  |  | #N/A |  |  |  | 0 |  |  | SLM |  |  | REM
| - | #N/A | #N/A | #N/A | Material Claiming | 0 |  |  | #N/A |  |  |  | 0 |  |  | SLM |  |  | REM
| - | #N/A | #N/A | #N/A | Material Claiming | 0 |  |  | #N/A |  |  |  | 0 |  |  | SLM |  |  | REM
| - | #N/A | #N/A | #N/A | Material Claiming | 0 |  |  | #N/A |  |  |  | 0 |  |  | SLM |  |  | REM
| - | #N/A | #N/A | #N/A | Material Claiming | 0 |  |  | #N/A |  |  |  | 0 |  |  | SLM |  |  | REM
| - | #N/A | #N/A | #N/A | Material Claiming | 0 |  |  | #N/A |  |  |  | 0 |  |  | SLM |  |  | REM
| - | #N/A | #N/A | #N/A | Material Claiming | 0 |  |  | #N/A |  |  |  | 0 |  |  | SLM |  |  | REM
| - | #N/A | #N/A | #N/A | Material Claiming | 0 |  |  | #N/A |  |  |  | 0 |  |  | SLM |  |  | REM
| - | #N/A | #N/A | #N/A | Material Claiming | 0 |  |  | #N/A |  |  |  | 0 |  |  | SLM |  |  | REM
| - | #N/A | #N/A | #N/A | Material Claiming | 0 |  |  | #N/A |  |  |  | 0 |  |  | SLM |  |  | REM
| - | #N/A | #N/A | #N/A | Material Claiming | 0 |  |  | #N/A |  |  |  | 0 |  |  | SLM |  |  | REM
| - | #N/A | #N/A | #N/A | Material Claiming | 0 |  |  | #N/A |  |  |  | 0 |  |  | SLM |  |  | REM
| - | #N/A | #N/A | #N/A | Material Claiming | 0 |  |  | #N/A |  |  |  | 0 |  |  | SLM |  |  | REM
| - | #N/A | #N/A | #N/A | Material Claiming | 0 |  |  | #N/A |  |  |  | 0 |  |  | SLM |  |  | REM
| - | #N/A | #N/A | #N/A | Material Claiming | 0 |  |  | #N/A |  |  |  | 0 |  |  | SLM |  |  | REM
| - | #N/A | #N/A | #N/A | Material Claiming | 0 |  |  | #N/A |  |  |  | 0 |  |  | SLM |  |  | REM
| - | #N/A | #N/A | #N/A | Material Claiming | 0 |  |  | #N/A |  |  |  | 0 |  |  | SLM |  |  | REM
| - | #N/A | #N/A | #N/A | Material Claiming | 0 |  |  | #N/A |  |  |  | 0 |  |  | SLM |  |  | REM
| - | #N/A | #N/A | #N/A | Material Claiming | 0 |  |  | #N/A |  |  |  | 0 |  |  | SLM |  |  | REM
| - | #N/A | #N/A | #N/A | Material Claiming | 0 |  |  | #N/A |  |  |  | 0 |  |  | SLM |  |  | REM
| - | #N/A | #N/A | #N/A | Material Claiming | 0 |  |  | #N/A |  |  |  | 0 |  |  | SLM |  |  | REM
| - | #N/A | #N/A | #N/A | Material Claiming | 0 |  |  | #N/A |  |  |  | 0 |  |  | SLM |  |  | REM
| - | #N/A | #N/A | #N/A | Material Claiming | 0 |  |  | #N/A |  |  |  | 0 |  |  | SLM |  |  | REM
| - | #N/A | #N/A | #N/A | Material Claiming | 0 |  |  | #N/A |  |  |  | 0 |  |  | SLM |  |  | REM
| - | #N/A | #N/A | #N/A | Material Claiming | 0 |  |  | #N/A |  |  |  | 0 |  |  | SLM |  |  | REM
| - | #N/A | #N/A | #N/A | Material Claiming | 0 |  |  | #N/A |  |  |  | 0 |  |  | SLM |  |  | REM
| - | #N/A | #N/A | #N/A | Material Claiming | 0 |  |  | #N/A |  |  |  | 0 |  |  | SLM |  |  | REM
| - | #N/A | #N/A | #N/A | Material Claiming | 0 |  |  | #N/A |  |  |  | 0 |  |  | SLM |  |  | REM
| - | #N/A | #N/A | #N/A | Material Claiming | 0 |  |  | #N/A |  |  |  | 0 |  |  | SLM |  |  | REM
| - | #N/A | #N/A | #N/A | Material Claiming | 0 |  |  | #N/A |  |  |  | 0 |  |  | SLM |  |  | REM
| - | #N/A | #N/A | #N/A | Material Claiming | 0 |  |  | #N/A |  |  |  | 0 |  |  | SLM |  |  | REM
| - | #N/A | #N/A | #N/A | Material Claiming | 0 |  |  | #N/A |  |  |  | 0 |  |  | SLM |  |  | REM
| - | #N/A | #N/A | #N/A | Material Claiming | 0 |  |  | #N/A |  |  |  | 0 |  |  | SLM |  |  | REM
| - | #N/A | #N/A | #N/A | Material Claiming | 0 |  |  | #N/A |  |  |  | 0 |  |  | SLM |  |  | REM
| - | #N/A | #N/A | #N/A | Material Claiming | 0 |  |  | #N/A |  |  |  | 0 |  |  | SLM |  |  | REM
| - | #N/A | #N/A | #N/A | Material Claiming | 0 |  |  | #N/A |  |  |  | 0 |  |  | SLM |  |  | REM
| - | #N/A | #N/A | #N/A | Material Claiming | 0 |  |  | #N/A |  |  |  | 0 |  |  | SLM |  |  | REM
| - | #N/A | #N/A | #N/A | Material Claiming | 0 |  |  | #N/A |  |  |  | 0 |  |  | SLM |  |  | REM
| - | #N/A | #N/A | #N/A | Material Claiming | 0 |  |  | #N/A |  |  |  | 0 |  |  | SLM |  |  | REM
| - | #N/A | #N/A | #N/A | Material Claiming | 0 |  |  | #N/A |  |  |  | 0 |  |  | SLM |  |  | REM
| - | #N/A | #N/A | #N/A | Material Claiming | 0 |  |  | #N/A |  |  |  | 0 |  |  | SLM |  |  | REM
| - | #N/A | #N/A | #N/A | Material Claiming | 0 |  |  | #N/A |  |  |  | 0 |  |  | SLM |  |  | REM
| - | #N/A | #N/A | #N/A | Material Claiming | 0 |  |  | #N/A |  |  |  | 0 |  |  | SLM |  |  | REM
| - | #N/A | #N/A | #N/A | Material Claiming | 0 |  |  | #N/A |  |  |  | 0 |  |  | SLM |  |  | REM
| - | #N/A | #N/A | #N/A | Material Claiming | 0 |  |  | #N/A |  |  |  | 0 |  |  | SLM |  |  | REM
| - | #N/A | #N/A | #N/A | Material Claiming | 0 |  |  | #N/A |  |  |  | 0 |  |  | SLM |  |  | REM
| - | #N/A | #N/A | #N/A | Material Claiming | 0 |  |  | #N/A |  |  |  | 0 |  |  | SLM |  |  | REM
| - | #N/A | #N/A | #N/A | Material Claiming | 0 |  |  | #N/A |  |  |  | 0 |  |  | SLM |  |  | REM
| - | #N/A | #N/A | #N/A | Material Claiming | 0 |  |  | #N/A |  |  |  | 0 |  |  | SLM |  |  | REM
| - | #N/A | #N/A | #N/A | Material Claiming | 0 |  |  | #N/A |  |  |  | 0 |  |  | SLM |  |  | REM
| - | #N/A | #N/A | #N/A | Material Claiming | 0 |  |  | #N/A |  |  |  | 0 |  |  | SLM |  |  | REM
| - | #N/A | #N/A | #N/A | Material Claiming | 0 |  |  | #N/A |  |  |  | 0 |  |  | SLM |  |  | REM
| - | #N/A | #N/A | #N/A | Material Claiming | 0 |  |  | #N/A |  |  |  | 0 |  |  | SLM |  |  | REM
| - | #N/A | #N/A | #N/A | Material Claiming | 0 |  |  | #N/A |  |  |  | 0 |  |  | SLM |  |  | REM
| - | #N/A | #N/A | #N/A | Material Claiming | 0 |  |  | #N/A |  |  |  | 0 |  |  | SLM |  |  | REM
| - | #N/A | #N/A | #N/A | Material Claiming | 0 |  |  | #N/A |  |  |  | 0 |  |  | SLM |  |  | REM
| - | #N/A | #N/A | #N/A | Material Claiming | 0 |  |  | #N/A |  |  |  | 0 |  |  | SLM |  |  | REM
| - | #N/A | #N/A | #N/A | Material Claiming | 0 |  |  | #N/A |  |  |  | 0 |  |  | SLM |  |  | REM
| - | #N/A | #N/A | #N/A | Material Claiming | 0 |  |  | #N/A |  |  |  | 0 |  |  | SLM |  |  | REM
| - | #N/A | #N/A | #N/A | Material Claiming | 0 |  |  | #N/A |  |  |  | 0 |  |  | SLM |  |  | REM
| - | #N/A | #N/A | #N/A | Material Claiming | 0 |  |  | #N/A |  |  |  | 0 |  |  | SLM |  |  | REM
| - | #N/A | #N/A | #N/A | Material Claiming | 0 |  |  | #N/A |  |  |  | 0 |  |  | SLM |  |  | REM
| - | #N/A | #N/A | #N/A | Material Claiming | 0 |  |  | #N/A |  |  |  | 0 |  |  | SLM |  |  | REM
| - | #N/A | #N/A | #N/A | Material Claiming | 0 |  |  | #N/A |  |  |  | 0 |  |  | SLM |  |  | REM
| - | #N/A | #N/A | #N/A | Material Claiming | 0 |  |  | #N/A |  |  |  | 0 |  |  | SLM |  |  | REM
| - | #N/A | #N/A | #N/A | Material Claiming | 0 |  |  | #N/A |  |  |  | 0 |  |  | SLM |  |  | REM
| - | #N/A | #N/A | #N/A | Material Claiming | 0 |  |  | #N/A |  |  |  | 0 |  |  | SLM |  |  | REM
| - | #N/A | #N/A | #N/A | Material Claiming | 0 |  |  | #N/A |  |  |  | 0 |  |  | SLM |  |  | REM
| - | #N/A | #N/A | #N/A | Material Claiming | 0 |  |  | #N/A |  |  |  | 0 |  |  | SLM |  |  | REM
| - | #N/A | #N/A | #N/A | Material Claiming | 0 |  |  | #N/A |  |  |  | 0 |  |  | SLM |  |  | REM
| - | #N/A | #N/A | #N/A | Material Claiming | 0 |  |  | #N/A |  |  |  | 0 |  |  | SLM |  |  | REM
| - | #N/A | #N/A | #N/A | Material Claiming | 0 |  |  | #N/A |  |  |  | 0 |  |  | SLM |  |  | REM
| - | #N/A | #N/A | #N/A | Material Claiming | 0 |  |  | #N/A |  |  |  | 0 |  |  | SLM |  |  | REM
| - | #N/A | #N/A | #N/A | Material Claiming | 0 |  |  | #N/A |  |  |  | 0 |  |  | SLM |  |  | REM
| - | #N/A | #N/A | #N/A | Material Claiming | 0 |  |  | #N/A |  |  |  | 0 |  |  | SLM |  |  | REM
| - | #N/A | #N/A | #N/A | Material Claiming | 0 |  |  | #N/A |  |  |  | 0 |  |  | SLM |  |  | REM
| - | #N/A | #N/A | #N/A | Material Claiming | 0 |  |  | #N/A |  |  |  | 0 |  |  | SLM |  |  | REM
| - | #N/A | #N/A | #N/A | Material Claiming | 0 |  |  | #N/A |  |  |  | 0 |  |  | SLM |  |  | REM
| - | #N/A | #N/A | #N/A | Material Claiming | 0 |  |  | #N/A |  |  |  | 0 |  |  | SLM |  |  | REM
| - | #N/A | #N/A | #N/A | Material Claiming | 0 |  |  | #N/A |  |  |  | 0 |  |  | SLM |  |  | REM
| - | #N/A | #N/A | #N/A | Material Claiming | 0 |  |  | #N/A |  |  |  | 0 |  |  | SLM |  |  | REM
| - | #N/A | #N/A | #N/A | Material Claiming | 0 |  |  | #N/A |  |  |  | 0 |  |  | SLM |  |  | REM
| - | #N/A | #N/A | #N/A | Material Claiming | 0 |  |  | #N/A |  |  |  | 0 |  |  | SLM |  |  | REM
| - | #N/A | #N/A | #N/A | Material Claiming | 0 |  |  | #N/A |  |  |  | 0 |  |  | SLM |  |  | REM
| - | #N/A | #N/A | #N/A | Material Claiming | 0 |  |  | #N/A |  |  |  | 0 |  |  | SLM |  |  | REM
| - | #N/A | #N/A | #N/A | Material Claiming | 0 |  |  | #N/A |  |  |  | 0 |  |  | SLM |  |  | REM
| - | #N/A | #N/A | #N/A | Material Claiming | 0 |  |  | #N/A |  |  |  | 0 |  |  | SLM |  |  | REM
| - | #N/A | #N/A | #N/A | Material Claiming | 0 |  |  | #N/A |  |  |  | 0 |  |  | SLM |  |  | REM
| - | #N/A | #N/A | #N/A | Material Claiming | 0 |  |  | #N/A |  |  |  | 0 |  |  | SLM |  |  | REM
| - | #N/A | #N/A | #N/A | Material Claiming | 0 |  |  | #N/A |  |  |  | 0 |  |  | SLM |  |  | REM
| - | #N/A | #N/A | #N/A | Material Claiming | 0 |  |  | #N/A |  |  |  | 0 |  |  | SLM |  |  | REM
| - | #N/A | #N/A | #N/A | Material Claiming | 0 |  |  | #N/A |  |  |  | 0 |  |  | SLM |  |  | REM
| - | #N/A | #N/A | #N/A | Material Claiming | 0 |  |  | #N/A |  |  |  | 0 |  |  | SLM |  |  | REM
| - | #N/A | #N/A | #N/A | Material Claiming | 0 |  |  | #N/A |  |  |  | 0 |  |  | SLM |  |  | REM
| - | #N/A | #N/A | #N/A | Material Claiming | 0 |  |  | #N/A |  |  |  | 0 |  |  | SLM |  |  | REM
| - | #N/A | #N/A | #N/A | Material Claiming | 0 |  |  | #N/A |  |  |  | 0 |  |  | SLM |  |  | REM
| - | #N/A | #N/A | #N/A | Material Claiming | 0 |  |  | #N/A |  |  |  | 0 |  |  | SLM |  |  | REM
| - | #N/A | #N/A | #N/A | Material Claiming | 0 |  |  | #N/A |  |  |  | 0 |  |  | SLM |  |  | REM
| - | #N/A | #N/A | #N/A | Material Claiming | 0 |  |  | #N/A |  |  |  | 0 |  |  | SLM |  |  | REM
| - | #N/A | #N/A | #N/A | Material Claiming | 0 |  |  | #N/A |  |  |  | 0 |  |  | SLM |  |  | REM
| - | #N/A | #N/A | #N/A | Material Claiming | 0 |  |  | #N/A |  |  |  | 0 |  |  | SLM |  |  | REM
| - | #N/A | #N/A | #N/A | Material Claiming | 0 |  |  | #N/A |  |  |  | 0 |  |  | SLM |  |  | REM
| - | #N/A | #N/A | #N/A | Material Claiming | 0 |  |  | #N/A |  |  |  | 0 |  |  | SLM |  |  | REM
| - | #N/A | #N/A | #N/A | Material Claiming | 0 |  |  | #N/A |  |  |  | 0 |  |  | SLM |  |  | REM
| - | #N/A | #N/A | #N/A | Material Claiming | 0 |  |  | #N/A |  |  |  | 0 |  |  | SLM |  |  | REM
| - | #N/A | #N/A | #N/A | Material Claiming | 0 |  |  | #N/A |  |  |  | 0 |  |  | SLM |  |  | REM
| - | #N/A | #N/A | #N/A | Material Claiming | 0 |  |  | #N/A |  |  |  | 0 |  |  | SLM |  |  | REM
| - | #N/A | #N/A | #N/A | Material Claiming | 0 |  |  | #N/A |  |  |  | 0 |  |  | SLM |  |  | REM
| - | #N/A | #N/A | #N/A | Material Claiming | 0 |  |  | #N/A |  |  |  | 0 |  |  | SLM |  |  | REM
| - | #N/A | #N/A | #N/A | Material Claiming | 0 |  |  | #N/A |  |  |  | 0 |  |  | SLM |  |  | REM
| - | #N/A | #N/A | #N/A | Material Claiming | 0 |  |  | #N/A |  |  |  | 0 |  |  | SLM |  |  | REM
| - | #N/A | #N/A | #N/A | Material Claiming | 0 |  |  | #N/A |  |  |  | 0 |  |  | SLM |  |  | REM
| - | #N/A | #N/A | #N/A | Material Claiming | 0 |  |  | #N/A |  |  |  | 0 |  |  | SLM |  |  | REM
| - | #N/A | #N/A | #N/A | Material Claiming | 0 |  |  | #N/A |  |  |  | 0 |  |  | SLM |  |  | REM
| - | #N/A | #N/A | #N/A | Material Claiming | 0 |  |  | #N/A |  |  |  | 0 |  |  | SLM |  |  | REM
| - | #N/A | #N/A | #N/A | Material Claiming | 0 |  |  | #N/A |  |  |  | 0 |  |  | SLM |  |  | REM
| - | #N/A | #N/A | #N/A | Material Claiming | 0 |  |  | #N/A |  |  |  | 0 |  |  | SLM |  |  | REM
| - | #N/A | #N/A | #N/A | Material Claiming | 0 |  |  | #N/A |  |  |  | 0 |  |  | SLM |  |  | REM
| - | #N/A | #N/A | #N/A | Material Claiming | 0 |  |  | #N/A |  |  |  | 0 |  |  | SLM |  |  | REM
| - | #N/A | #N/A | #N/A | Material Claiming | 0 |  |  | #N/A |  |  |  | 0 |  |  | SLM |  |  | REM
| - | #N/A | #N/A | #N/A | Material Claiming | 0 |  |  | #N/A |  |  |  | 0 |  |  | SLM |  |  | REM
| - | #N/A | #N/A | #N/A | Material Claiming | 0 |  |  | #N/A |  |  |  | 0 |  |  | SLM |  |  | REM
| - | #N/A | #N/A | #N/A | Material Claiming | 0 |  |  | #N/A |  |  |  | 0 |  |  | SLM |  |  | REM
| - | #N/A | #N/A | #N/A | Material Claiming | 0 |  |  | #N/A |  |  |  | 0 |  |  | SLM |  |  | REM
| - | #N/A | #N/A | #N/A | Material Claiming | 0 |  |  | #N/A |  |  |  | 0 |  |  | SLM |  |  | REM
| - | #N/A | #N/A | #N/A | Material Claiming | 0 |  |  | #N/A |  |  |  | 0 |  |  | SLM |  |  | REM
| - | #N/A | #N/A | #N/A | Material Claiming | 0 |  |  | #N/A |  |  |  | 0 |  |  | SLM |  |  | REM
| - | #N/A | #N/A | #N/A | Material Claiming | 0 |  |  | #N/A |  |  |  | 0 |  |  | SLM |  |  | REM
| - | #N/A | #N/A | #N/A | Material Claiming | 0 |  |  | #N/A |  |  |  | 0 |  |  | SLM |  |  | REM
| - | #N/A | #N/A | #N/A | Material Claiming | 0 |  |  | #N/A |  |  |  | 0 |  |  | SLM |  |  | REM
| - | #N/A | #N/A | #N/A | Material Claiming | 0 |  |  | #N/A |  |  |  | 0 |  |  | SLM |  |  | REM
| - | #N/A | #N/A | #N/A | Material Claiming | 0 |  |  | #N/A |  |  |  | 0 |  |  | SLM |  |  | REM
| - | #N/A | #N/A | #N/A | Material Claiming | 0 |  |  | #N/A |  |  |  | 0 |  |  | SLM |  |  | REM
| - | #N/A | #N/A | #N/A | Material Claiming | 0 |  |  | #N/A |  |  |  | 0 |  |  | SLM |  |  | REM
| - | #N/A | #N/A | #N/A | Material Claiming | 0 |  |  | #N/A |  |  |  | 0 |  |  | SLM |  |  | REM
| - | #N/A | #N/A | #N/A | Material Claiming | 0 |  |  | #N/A |  |  |  | 0 |  |  | SLM |  |  | REM
| - | #N/A | #N/A | #N/A | Material Claiming | 0 |  |  | #N/A |  |  |  | 0 |  |  | SLM |  |  | REM
| - | #N/A | #N/A | #N/A | Material Claiming | 0 |  |  | #N/A |  |  |  | 0 |  |  | SLM |  |  | REM
| - | #N/A | #N/A | #N/A | Material Claiming | 0 |  |  | #N/A |  |  |  | 0 |  |  | SLM |  |  | REM
| - | #N/A | #N/A | #N/A | Material Claiming | 0 |  |  | #N/A |  |  |  | 0 |  |  | SLM |  |  | REM
| - | #N/A | #N/A | #N/A | Material Claiming | 0 |  |  | #N/A |  |  |  | 0 |  |  | SLM |  |  | REM
| - | #N/A | #N/A | #N/A | Material Claiming | 0 |  |  | #N/A |  |  |  | 0 |  |  | SLM |  |  | REM
| - | #N/A | #N/A | #N/A | Material Claiming | 0 |  |  | #N/A |  |  |  | 0 |  |  | SLM |  |  | REM
| - | #N/A | #N/A | #N/A | Material Claiming | 0 |  |  | #N/A |  |  |  | 0 |  |  | SLM |  |  | REM
| - | #N/A | #N/A | #N/A | Material Claiming | 0 |  |  | #N/A |  |  |  | 0 |  |  | SLM |  |  | REM
| - | #N/A | #N/A | #N/A | Material Claiming | 0 |  |  | #N/A |  |  |  | 0 |  |  | SLM |  |  | REM
| - | #N/A | #N/A | #N/A | Material Claiming | 0 |  |  | #N/A |  |  |  | 0 |  |  | SLM |  |  | REM
| - | #N/A | #N/A | #N/A | Material Claiming | 0 |  |  | #N/A |  |  |  | 0 |  |  | SLM |  |  | REM
| - | #N/A | #N/A | #N/A | Material Claiming | 0 |  |  | #N/A |  |  |  | 0 |  |  | SLM |  |  | REM
| - | #N/A | #N/A | #N/A | Material Claiming | 0 |  |  | #N/A |  |  |  | 0 |  |  | SLM |  |  | REM
| - | #N/A | #N/A | #N/A | Material Claiming | 0 |  |  | #N/A |  |  |  | 0 |  |  | SLM |  |  | REM
| - | #N/A | #N/A | #N/A | Material Claiming | 0 |  |  | #N/A |  |  |  | 0 |  |  | SLM |  |  | REM
| - | #N/A | #N/A | #N/A | Material Claiming | 0 |  |  | #N/A |  |  |  | 0 |  |  | SLM |  |  | REM
| - | #N/A | #N/A | #N/A | Material Claiming | 0 |  |  | #N/A |  |  |  | 0 |  |  | SLM |  |  | REM
| - | #N/A | #N/A | #N/A | Material Claiming | 0 |  |  | #N/A |  |  |  | 0 |  |  | SLM |  |  | REM
| - | #N/A | #N/A | #N/A | Material Claiming | 0 |  |  | #N/A |  |  |  | 0 |  |  | SLM |  |  | REM
| - | #N/A | #N/A | #N/A | Material Claiming | 0 |  |  | #N/A |  |  |  | 0 |  |  | SLM |  |  | REM
| - | #N/A | #N/A | #N/A | Material Claiming | 0 |  |  | #N/A |  |  |  | 0 |  |  | SLM |  |  | REM
| - | #N/A | #N/A | #N/A | Material Claiming | 0 |  |  | #N/A |  |  |  | 0 |  |  | SLM |  |  | REM
| - | #N/A | #N/A | #N/A | Material Claiming | 0 |  |  | #N/A |  |  |  | 0 |  |  | SLM |  |  | REM
| - | #N/A | #N/A | #N/A | Material Claiming | 0 |  |  | #N/A |  |  |  | 0 |  |  | SLM |  |  | REM
| - | #N/A | #N/A | #N/A | Material Claiming | 0 |  |  | #N/A |  |  |  | 0 |  |  | SLM |  |  | REM
| - | #N/A | #N/A | #N/A | Material Claiming | 0 |  |  | #N/A |  |  |  | 0 |  |  | SLM |  |  | REM
| - | #N/A | #N/A | #N/A | Material Claiming | 0 |  |  | #N/A |  |  |  | 0 |  |  | SLM |  |  | REM
| - | #N/A | #N/A | #N/A | Material Claiming | 0 |  |  | #N/A |  |  |  | 0 |  |  | SLM |  |  | REM
| - | #N/A | #N/A | #N/A | Material Claiming | 0 |  |  | #N/A |  |  |  | 0 |  |  | SLM |  |  | REM
| - | #N/A | #N/A | #N/A | Material Claiming | 0 |  |  | #N/A |  |  |  | 0 |  |  | SLM |  |  | REM
| - | #N/A | #N/A | #N/A | Material Claiming | 0 |  |  | #N/A |  |  |  | 0 |  |  | SLM |  |  | REM
| - | #N/A | #N/A | #N/A | Material Claiming | 0 |  |  | #N/A |  |  |  | 0 |  |  | SLM |  |  | REM
| - | #N/A | #N/A | #N/A | Material Claiming | 0 |  |  | #N/A |  |  |  | 0 |  |  | SLM |  |  | REM
| - | #N/A | #N/A | #N/A | Material Claiming | 0 |  |  | #N/A |  |  |  | 0 |  |  | SLM |  |  | REM
| - | #N/A | #N/A | #N/A | Material Claiming | 0 |  |  | #N/A |  |  |  | 0 |  |  | SLM |  |  | REM
| - | #N/A | #N/A | #N/A | Material Claiming | 0 |  |  | #N/A |  |  |  | 0 |  |  | SLM |  |  | REM
| - | #N/A | #N/A | #N/A | Material Claiming | 0 |  |  | #N/A |  |  |  | 0 |  |  | SLM |  |  | REM
| - | #N/A | #N/A | #N/A | Material Claiming | 0 |  |  | #N/A |  |  |  | 0 |  |  | SLM |  |  | REM
| - | #N/A | #N/A | #N/A | Material Claiming | 0 |  |  | #N/A |  |  |  | 0 |  |  | SLM |  |  | REM
| - | #N/A | #N/A | #N/A | Material Claiming | 0 |  |  | #N/A |  |  |  | 0 |  |  | SLM |  |  | REM
| - | #N/A | #N/A | #N/A | Material Claiming | 0 |  |  | #N/A |  |  |  | 0 |  |  | SLM |  |  | REM
| - | #N/A | #N/A | #N/A | Material Claiming | 0 |  |  | #N/A |  |  |  | 0 |  |  | SLM |  |  | REM
| - | #N/A | #N/A | #N/A | Material Claiming | 0 |  |  | #N/A |  |  |  | 0 |  |  | SLM |  |  | REM
| - | #N/A | #N/A | #N/A | Material Claiming | 0 |  |  | #N/A |  |  |  | 0 |  |  | SLM |  |  | REM
| - | #N/A | #N/A | #N/A | Material Claiming | 0 |  |  | #N/A |  |  |  | 0 |  |  | SLM |  |  | REM
| - | #N/A | #N/A | #N/A | Material Claiming | 0 |  |  | #N/A |  |  |  | 0 |  |  | SLM |  |  | REM
| - | #N/A | #N/A | #N/A | Material Claiming | 0 |  |  | #N/A |  |  |  | 0 |  |  | SLM |  |  | REM
| - | #N/A | #N/A | #N/A | Material Claiming | 0 |  |  | #N/A |  |  |  | 0 |  |  | SLM |  |  | REM
| - | #N/A | #N/A | #N/A | Material Claiming | 0 |  |  | #N/A |  |  |  | 0 |  |  | SLM |  |  | REM
| - | #N/A | #N/A | #N/A | Material Claiming | 0 |  |  | #N/A |  |  |  | 0 |  |  | SLM |  |  | REM
| - | #N/A | #N/A | #N/A | Material Claiming | 0 |  |  | #N/A |  |  |  | 0 |  |  | SLM |  |  | REM
| - | #N/A | #N/A | #N/A | Material Claiming | 0 |  |  | #N/A |  |  |  | 0 |  |  | SLM |  |  | REM
| - | #N/A | #N/A | #N/A | Material Claiming | 0 |  |  | #N/A |  |  |  | 0 |  |  | SLM |  |  | REM
| - | #N/A | #N/A | #N/A | Material Claiming | 0 |  |  | #N/A |  |  |  | 0 |  |  | SLM |  |  | REM
| - | #N/A | #N/A | #N/A | Material Claiming | 0 |  |  | #N/A |  |  |  | 0 |  |  | SLM |  |  | REM
| - | #N/A | #N/A | #N/A | Material Claiming | 0 |  |  | #N/A |  |  |  | 0 |  |  | SLM |  |  | REM
| - | #N/A | #N/A | #N/A | Material Claiming | 0 |  |  | #N/A |  |  |  | 0 |  |  | SLM |  |  | REM
| - | #N/A | #N/A | #N/A | Material Claiming | 0 |  |  | #N/A |  |  |  | 0 |  |  | SLM |  |  | REM
| - | #N/A | #N/A | #N/A | Material Claiming | 0 |  |  | #N/A |  |  |  | 0 |  |  | SLM |  |  | REM
| - | #N/A | #N/A | #N/A | Material Claiming | 0 |  |  | #N/A |  |  |  | 0 |  |  | SLM |  |  | REM
| - | #N/A | #N/A | #N/A | Material Claiming | 0 |  |  | #N/A |  |  |  | 0 |  |  | SLM |  |  | REM
| - | #N/A | #N/A | #N/A | Material Claiming | 0 |  |  | #N/A |  |  |  | 0 |  |  | SLM |  |  | REM
| - | #N/A | #N/A | #N/A | Material Claiming | 0 |  |  | #N/A |  |  |  | 0 |  |  | SLM |  |  | REM
| - | #N/A | #N/A | #N/A | Material Claiming | 0 |  |  | #N/A |  |  |  | 0 |  |  | SLM |  |  | REM
| - | #N/A | #N/A | #N/A | Material Claiming | 0 |  |  | #N/A |  |  |  | 0 |  |  | SLM |  |  | REM
| - | #N/A | #N/A | #N/A | Material Claiming | 0 |  |  | #N/A |  |  |  | 0 |  |  | SLM |  |  | REM
| - | #N/A | #N/A | #N/A | Material Claiming | 0 |  |  | #N/A |  |  |  | 0 |  |  | SLM |  |  | REM
| - | #N/A | #N/A | #N/A | Material Claiming | 0 |  |  | #N/A |  |  |  | 0 |  |  | SLM |  |  | REM
| - | #N/A | #N/A | #N/A | Material Claiming | 0 |  |  | #N/A |  |  |  | 0 |  |  | SLM |  |  | REM
| - | #N/A | #N/A | #N/A | Material Claiming | 0 |  |  | #N/A |  |  |  | 0 |  |  | SLM |  |  | REM
| - | #N/A | #N/A | #N/A | Material Claiming | 0 |  |  | #N/A |  |  |  | 0 |  |  | SLM |  |  | REM
| - | #N/A | #N/A | #N/A | Material Claiming | 0 |  |  | #N/A |  |  |  | 0 |  |  | SLM |  |  | REM
| - | #N/A | #N/A | #N/A | Material Claiming | 0 |  |  | #N/A |  |  |  | 0 |  |  | SLM |  |  | REM
| - | #N/A | #N/A | #N/A | Material Claiming | 0 |  |  | #N/A |  |  |  | 0 |  |  | SLM |  |  | REM
| - | #N/A | #N/A | #N/A | Material Claiming | 0 |  |  | #N/A |  |  |  | 0 |  |  | SLM |  |  | REM
| - | #N/A | #N/A | #N/A | Material Claiming | 0 |  |  | #N/A |  |  |  | 0 |  |  | SLM |  |  | REM
| - | #N/A | #N/A | #N/A | Material Claiming | 0 |  |  | #N/A |  |  |  | 0 |  |  | SLM |  |  | REM
| - | #N/A | #N/A | #N/A | Material Claiming | 0 |  |  | #N/A |  |  |  | 0 |  |  | SLM |  |  | REM
| - | #N/A | #N/A | #N/A | Material Claiming | 0 |  |  | #N/A |  |  |  | 0 |  |  | SLM |  |  | REM
| - | #N/A | #N/A | #N/A | Material Claiming | 0 |  |  | #N/A |  |  |  | 0 |  |  | SLM |  |  | REM
| - | #N/A | #N/A | #N/A | Material Claiming | 0 |  |  | #N/A |  |  |  | 0 |  |  | SLM |  |  | REM
| - | #N/A | #N/A | #N/A | Material Claiming | 0 |  |  | #N/A |  |  |  | 0 |  |  | SLM |  |  | REM
| - | #N/A | #N/A | #N/A | Material Claiming | 0 |  |  | #N/A |  |  |  | 0 |  |  | SLM |  |  | REM
| - | #N/A | #N/A | #N/A | Material Claiming | 0 |  |  | #N/A |  |  |  | 0 |  |  | SLM |  |  | REM
| - | #N/A | #N/A | #N/A | Material Claiming | 0 |  |  | #N/A |  |  |  | 0 |  |  | SLM |  |  | REM
| - | #N/A | #N/A | #N/A | Material Claiming | 0 |  |  | #N/A |  |  |  | 0 |  |  | SLM |  |  | REM
| - | #N/A | #N/A | #N/A | Material Claiming | 0 |  |  | #N/A |  |  |  | 0 |  |  | SLM |  |  | REM
| - | #N/A | #N/A | #N/A | Material Claiming | 0 |  |  | #N/A |  |  |  | 0 |  |  | SLM |  |  | REM
| - | #N/A | #N/A | #N/A | Material Claiming | 0 |  |  | #N/A |  |  |  | 0 |  |  | SLM |  |  | REM
| - | #N/A | #N/A | #N/A | Material Claiming | 0 |  |  | #N/A |  |  |  | 0 |  |  | SLM |  |  | REM
| - | #N/A | #N/A | #N/A | Material Claiming | 0 |  |  | #N/A |  |  |  | 0 |  |  | SLM |  |  | REM
| - | #N/A | #N/A | #N/A | Material Claiming | 0 |  |  | #N/A |  |  |  | 0 |  |  | SLM |  |  | REM
| - | #N/A | #N/A | #N/A | Material Claiming | 0 |  |  | #N/A |  |  |  | 0 |  |  | SLM |  |  | REM
| - | #N/A | #N/A | #N/A | Material Claiming | 0 |  |  | #N/A |  |  |  | 0 |  |  | SLM |  |  | REM
| - | #N/A | #N/A | #N/A | Material Claiming | 0 |  |  | #N/A |  |  |  | 0 |  |  | SLM |  |  | REM
| - | #N/A | #N/A | #N/A | Material Claiming | 0 |  |  | #N/A |  |  |  | 0 |  |  | SLM |  |  | REM
| - | #N/A | #N/A | #N/A | Material Claiming | 0 |  |  | #N/A |  |  |  | 0 |  |  | SLM |  |  | REM
| - | #N/A | #N/A | #N/A | Material Claiming | 0 |  |  | #N/A |  |  |  | 0 |  |  | SLM |  |  | REM
| - | #N/A | #N/A | #N/A | Material Claiming | 0 |  |  | #N/A |  |  |  | 0 |  |  | SLM |  |  | REM
| - | #N/A | #N/A | #N/A | Material Claiming | 0 |  |  | #N/A |  |  |  | 0 |  |  | SLM |  |  | REM
| - | #N/A | #N/A | #N/A | Material Claiming | 0 |  |  | #N/A |  |  |  | 0 |  |  | SLM |  |  | REM
| - | #N/A | #N/A | #N/A | Material Claiming | 0 |  |  | #N/A |  |  |  | 0 |  |  | SLM |  |  | REM
| - | #N/A | #N/A | #N/A | Material Claiming | 0 |  |  | #N/A |  |  |  | 0 |  |  | SLM |  |  | REM
| - | #N/A | #N/A | #N/A | Material Claiming | 0 |  |  | #N/A |  |  |  | 0 |  |  | SLM |  |  | REM
| - | #N/A | #N/A | #N/A | Material Claiming | 0 |  |  | #N/A |  |  |  | 0 |  |  | SLM |  |  | REM
| - | #N/A | #N/A | #N/A | Material Claiming | 0 |  |  | #N/A |  |  |  | 0 |  |  | SLM |  |  | REM
| - | #N/A | #N/A | #N/A | Material Claiming | 0 |  |  | #N/A |  |  |  | 0 |  |  | SLM |  |  | REM
| - | #N/A | #N/A | #N/A | Material Claiming | 0 |  |  | #N/A |  |  |  | 0 |  |  | SLM |  |  | REM
| - | #N/A | #N/A | #N/A | Material Claiming | 0 |  |  | #N/A |  |  |  | 0 |  |  | SLM |  |  | REM
| - | #N/A | #N/A | #N/A | Material Claiming | 0 |  |  | #N/A |  |  |  | 0 |  |  | SLM |  |  | REM
| - | #N/A | #N/A | #N/A | Material Claiming | 0 |  |  | #N/A |  |  |  | 0 |  |  | SLM |  |  | REM
| - | #N/A | #N/A | #N/A | Material Claiming | 0 |  |  | #N/A |  |  |  | 0 |  |  | SLM |  |  | REM
| - | #N/A | #N/A | #N/A | Material Claiming | 0 |  |  | #N/A |  |  |  | 0 |  |  | SLM |  |  | REM
| - | #N/A | #N/A | #N/A | Material Claiming | 0 |  |  | #N/A |  |  |  | 0 |  |  | SLM |  |  | REM
| - | #N/A | #N/A | #N/A | Material Claiming | 0 |  |  | #N/A |  |  |  | 0 |  |  | SLM |  |  | REM
| - | #N/A | #N/A | #N/A | Material Claiming | 0 |  |  | #N/A |  |  |  | 0 |  |  | SLM |  |  | REM
| - | #N/A | #N/A | #N/A | Material Claiming | 0 |  |  | #N/A |  |  |  | 0 |  |  | SLM |  |  | REM
| - | #N/A | #N/A | #N/A | Material Claiming | 0 |  |  | #N/A |  |  |  | 0 |  |  | SLM |  |  | REM
| - | #N/A | #N/A | #N/A | Material Claiming | 0 |  |  | #N/A |  |  |  | 0 |  |  | SLM |  |  | REM
| - | #N/A | #N/A | #N/A | Material Claiming | 0 |  |  | #N/A |  |  |  | 0 |  |  | SLM |  |  | REM
| - | #N/A | #N/A | #N/A | Material Claiming | 0 |  |  | #N/A |  |  |  | 0 |  |  | SLM |  |  | REM
| - | #N/A | #N/A | #N/A | Material Claiming | 0 |  |  | #N/A |  |  |  | 0 |  |  | SLM |  |  | REM
| - | #N/A | #N/A | #N/A | Material Claiming | 0 |  |  | #N/A |  |  |  | 0 |  |  | SLM |  |  | REM
| - | #N/A | #N/A | #N/A | Material Claiming | 0 |  |  | #N/A |  |  |  | 0 |  |  | SLM |  |  | REM
| - | #N/A | #N/A | #N/A | Material Claiming | 0 |  |  | #N/A |  |  |  | 0 |  |  | SLM |  |  | REM
| - | #N/A | #N/A | #N/A | Material Claiming | 0 |  |  | #N/A |  |  |  | 0 |  |  | SLM |  |  | REM
| - | #N/A | #N/A | #N/A | Material Claiming | 0 |  |  | #N/A |  |  |  | 0 |  |  | SLM |  |  | REM
| - | #N/A | #N/A | #N/A | Material Claiming | 0 |  |  | #N/A |  |  |  | 0 |  |  | SLM |  |  | REM
| - | #N/A | #N/A | #N/A | Material Claiming | 0 |  |  | #N/A |  |  |  | 0 |  |  | SLM |  |  | REM
| - | #N/A | #N/A | #N/A | Material Claiming | 0 |  |  | #N/A |  |  |  | 0 |  |  | SLM |  |  | REM
| - | #N/A | #N/A | #N/A | Material Claiming | 0 |  |  | #N/A |  |  |  | 0 |  |  | SLM |  |  | REM
| - | #N/A | #N/A | #N/A | Material Claiming | 0 |  |  | #N/A |  |  |  | 0 |  |  | SLM |  |  | REM
| - | #N/A | #N/A | #N/A | Material Claiming | 0 |  |  | #N/A |  |  |  | 0 |  |  | SLM |  |  | REM
| - | #N/A | #N/A | #N/A | Material Claiming | 0 |  |  | #N/A |  |  |  | 0 |  |  | SLM |  |  | REM
| - | #N/A | #N/A | #N/A | Material Claiming | 0 |  |  | #N/A |  |  |  | 0 |  |  | SLM |  |  | REM
| - | #N/A | #N/A | #N/A | Material Claiming | 0 |  |  | #N/A |  |  |  | 0 |  |  | SLM |  |  | REM
| - | #N/A | #N/A | #N/A | Material Claiming | 0 |  |  | #N/A |  |  |  | 0 |  |  | SLM |  |  | REM
| - | #N/A | #N/A | #N/A | Material Claiming | 0 |  |  | #N/A |  |  |  | 0 |  |  | SLM |  |  | REM
| - | #N/A | #N/A | #N/A | Material Claiming | 0 |  |  | #N/A |  |  |  | 0 |  |  | SLM |  |  | REM
| - | #N/A | #N/A | #N/A | Material Claiming | 0 |  |  | #N/A |  |  |  | 0 |  |  | SLM |  |  | REM
| - | #N/A | #N/A | #N/A | Material Claiming | 0 |  |  | #N/A |  |  |  | 0 |  |  | SLM |  |  | REM
| - | #N/A | #N/A | #N/A | Material Claiming | 0 |  |  | #N/A |  |  |  | 0 |  |  | SLM |  |  | REM
| - | #N/A | #N/A | #N/A | Material Claiming | 0 |  |  | #N/A |  |  |  | 0 |  |  | SLM |  |  | REM
| - | #N/A | #N/A | #N/A | Material Claiming | 0 |  |  | #N/A |  |  |  | 0 |  |  | SLM |  |  | REM
| - | #N/A | #N/A | #N/A | Material Claiming | 0 |  |  | #N/A |  |  |  | 0 |  |  | SLM |  |  | REM
| - | #N/A | #N/A | #N/A | Material Claiming | 0 |  |  | #N/A |  |  |  | 0 |  |  | SLM |  |  | REM
| - | #N/A | #N/A | #N/A | Material Claiming | 0 |  |  | #N/A |  |  |  | 0 |  |  | SLM |  |  | REM
| - | #N/A | #N/A | #N/A | Material Claiming | 0 |  |  | #N/A |  |  |  | 0 |  |  | SLM |  |  | REM
| - | #N/A | #N/A | #N/A | Material Claiming | 0 |  |  | #N/A |  |  |  | 0 |  |  | SLM |  |  | REM
| - | #N/A | #N/A | #N/A | Material Claiming | 0 |  |  | #N/A |  |  |  | 0 |  |  | SLM |  |  | REM
| - | #N/A | #N/A | #N/A | Material Claiming | 0 |  |  | #N/A |  |  |  | 0 |  |  | SLM |  |  | REM
| - | #N/A | #N/A | #N/A | Material Claiming | 0 |  |  | #N/A |  |  |  | 0 |  |  | SLM |  |  | REM
| - | #N/A | #N/A | #N/A | Material Claiming | 0 |  |  | #N/A |  |  |  | 0 |  |  | SLM |  |  | REM
| - | #N/A | #N/A | #N/A | Material Claiming | 0 |  |  | #N/A |  |  |  | 0 |  |  | SLM |  |  | REM
| - | #N/A | #N/A | #N/A | Material Claiming | 0 |  |  | #N/A |  |  |  | 0 |  |  | SLM |  |  | REM
| - | #N/A | #N/A | #N/A | Material Claiming | 0 |  |  | #N/A |  |  |  | 0 |  |  | SLM |  |  | REM
| - | #N/A | #N/A | #N/A | Material Claiming | 0 |  |  | #N/A |  |  |  | 0 |  |  | SLM |  |  | REM
| - | #N/A | #N/A | #N/A | Material Claiming | 0 |  |  | #N/A |  |  |  | 0 |  |  | SLM |  |  | REM
| - | #N/A | #N/A | #N/A | Material Claiming | 0 |  |  | #N/A |  |  |  | 0 |  |  | SLM |  |  | REM
| - | #N/A | #N/A | #N/A | Material Claiming | 0 |  |  | #N/A |  |  |  | 0 |  |  | SLM |  |  | REM
| - | #N/A | #N/A | #N/A | Material Claiming | 0 |  |  | #N/A |  |  |  | 0 |  |  | SLM |  |  | REM
| - | #N/A | #N/A | #N/A | Material Claiming | 0 |  |  | #N/A |  |  |  | 0 |  |  | SLM |  |  | REM
| - | #N/A | #N/A | #N/A | Material Claiming | 0 |  |  | #N/A |  |  |  | 0 |  |  | SLM |  |  | REM
| - | #N/A | #N/A | #N/A | Material Claiming | 0 |  |  | #N/A |  |  |  | 0 |  |  | SLM |  |  | REM
| - | #N/A | #N/A | #N/A | Material Claiming | 0 |  |  | #N/A |  |  |  | 0 |  |  | SLM |  |  | REM
| - | #N/A | #N/A | #N/A | Material Claiming | 0 |  |  | #N/A |  |  |  | 0 |  |  | SLM |  |  | REM
| - | #N/A | #N/A | #N/A | Material Claiming | 0 |  |  | #N/A |  |  |  | 0 |  |  | SLM |  |  | REM
| - | #N/A | #N/A | #N/A | Material Claiming | 0 |  |  | #N/A |  |  |  | 0 |  |  | SLM |  |  | REM
| - | #N/A | #N/A | #N/A | Material Claiming | 0 |  |  | #N/A |  |  |  | 0 |  |  | SLM |  |  | REM
| - | #N/A | #N/A | #N/A | Material Claiming | 0 |  |  | #N/A |  |  |  | 0 |  |  | SLM |  |  | REM
| - | #N/A | #N/A | #N/A | Material Claiming | 0 |  |  | #N/A |  |  |  | 0 |  |  | SLM |  |  | REM
| - | #N/A | #N/A | #N/A | Material Claiming | 0 |  |  | #N/A |  |  |  | 0 |  |  | SLM |  |  | REM
| - | #N/A | #N/A | #N/A | Material Claiming | 0 |  |  | #N/A |  |  |  | 0 |  |  | SLM |  |  | REM
| - | #N/A | #N/A | #N/A | Material Claiming | 0 |  |  | #N/A |  |  |  | 0 |  |  | SLM |  |  | REM
| - | #N/A | #N/A | #N/A | Material Claiming | 0 |  |  | #N/A |  |  |  | 0 |  |  | SLM |  |  | REM
| - | #N/A | #N/A | #N/A | Material Claiming | 0 |  |  | #N/A |  |  |  | 0 |  |  | SLM |  |  | REM
| - | #N/A | #N/A | #N/A | Material Claiming | 0 |  |  | #N/A |  |  |  | 0 |  |  | SLM |  |  | REM
| - | #N/A | #N/A | #N/A | Material Claiming | 0 |  |  | #N/A |  |  |  | 0 |  |  | SLM |  |  | REM
| - | #N/A | #N/A | #N/A | Material Claiming | 0 |  |  | #N/A |  |  |  | 0 |  |  | SLM |  |  | REM
| - | #N/A | #N/A | #N/A | Material Claiming | 0 |  |  | #N/A |  |  |  | 0 |  |  | SLM |  |  | REM
| - | #N/A | #N/A | #N/A | Material Claiming | 0 |  |  | #N/A |  |  |  | 0 |  |  | SLM |  |  | REM
| - | #N/A | #N/A | #N/A | Material Claiming | 0 |  |  | #N/A |  |  |  | 0 |  |  | SLM |  |  | REM
| - | #N/A | #N/A | #N/A | Material Claiming | 0 |  |  | #N/A |  |  |  | 0 |  |  | SLM |  |  | REM
| - | #N/A | #N/A | #N/A | Material Claiming | 0 |  |  | #N/A |  |  |  | 0 |  |  | SLM |  |  | REM
| - | #N/A | #N/A | #N/A | Material Claiming | 0 |  |  | #N/A |  |  |  | 0 |  |  | SLM |  |  | REM
| - | #N/A | #N/A | #N/A | Material Claiming | 0 |  |  | #N/A |  |  |  | 0 |  |  | SLM |  |  | REM
| - | #N/A | #N/A | #N/A | Material Claiming | 0 |  |  | #N/A |  |  |  | 0 |  |  | SLM |  |  | REM
| - | #N/A | #N/A | #N/A | Material Claiming | 0 |  |  | #N/A |  |  |  | 0 |  |  | SLM |  |  | REM
| - | #N/A | #N/A | #N/A | Material Claiming | 0 |  |  | #N/A |  |  |  | 0 |  |  | SLM |  |  | REM
| - | #N/A | #N/A | #N/A | Material Claiming | 0 |  |  | #N/A |  |  |  | 0 |  |  | SLM |  |  | REM
| - | #N/A | #N/A | #N/A | Material Claiming | 0 |  |  | #N/A |  |  |  | 0 |  |  | SLM |  |  | REM
| - | #N/A | #N/A | #N/A | Material Claiming | 0 |  |  | #N/A |  |  |  | 0 |  |  | SLM |  |  | REM
| - | #N/A | #N/A | #N/A | Material Claiming | 0 |  |  | #N/A |  |  |  | 0 |  |  | SLM |  |  | REM
| - | #N/A | #N/A | #N/A | Material Claiming | 0 |  |  | #N/A |  |  |  | 0 |  |  | SLM |  |  | REM
| - | #N/A | #N/A | #N/A | Material Claiming | 0 |  |  | #N/A |  |  |  | 0 |  |  | SLM |  |  | REM
| - | #N/A | #N/A | #N/A | Material Claiming | 0 |  |  | #N/A |  |  |  | 0 |  |  | SLM |  |  | REM
| - | #N/A | #N/A | #N/A | Material Claiming | 0 |  |  | #N/A |  |  |  | 0 |  |  | SLM |  |  | REM
| - | #N/A | #N/A | #N/A | Material Claiming | 0 |  |  | #N/A |  |  |  | 0 |  |  | SLM |  |  | REM
| - | #N/A | #N/A | #N/A | Material Claiming | 0 |  |  | #N/A |  |  |  | 0 |  |  | SLM |  |  | REM
| - | #N/A | #N/A | #N/A | Material Claiming | 0 |  |  | #N/A |  |  |  | 0 |  |  | SLM |  |  | REM
| - | #N/A | #N/A | #N/A | Material Claiming | 0 |  |  | #N/A |  |  |  | 0 |  |  | SLM |  |  | REM
| - | #N/A | #N/A | #N/A | Material Claiming | 0 |  |  | #N/A |  |  |  | 0 |  |  | SLM |  |  | REM
| - | #N/A | #N/A | #N/A | Material Claiming | 0 |  |  | #N/A |  |  |  | 0 |  |  | SLM |  |  | REM
| - | #N/A | #N/A | #N/A | Material Claiming | 0 |  |  | #N/A |  |  |  | 0 |  |  | SLM |  |  | REM
| - | #N/A | #N/A | #N/A | Material Claiming | 0 |  |  | #N/A |  |  |  | 0 |  |  | SLM |  |  | REM
| - | #N/A | #N/A | #N/A | Material Claiming | 0 |  |  | #N/A |  |  |  | 0 |  |  | SLM |  |  | REM
| - | #N/A | #N/A | #N/A | Material Claiming | 0 |  |  | #N/A |  |  |  | 0 |  |  | SLM |  |  | REM
| - | #N/A | #N/A | #N/A | Material Claiming | 0 |  |  | #N/A |  |  |  | 0 |  |  | SLM |  |  | REM
| - | #N/A | #N/A | #N/A | Material Claiming | 0 |  |  | #N/A |  |  |  | 0 |  |  | SLM |  |  | REM
| - | #N/A | #N/A | #N/A | Material Claiming | 0 |  |  | #N/A |  |  |  | 0 |  |  | SLM |  |  | REM
| - | #N/A | #N/A | #N/A | Material Claiming | 0 |  |  | #N/A |  |  |  | 0 |  |  | SLM |  |  | REM
| - | #N/A | #N/A | #N/A | Material Claiming | 0 |  |  | #N/A |  |  |  | 0 |  |  | SLM |  |  | REM
| - | #N/A | #N/A | #N/A | Material Claiming | 0 |  |  | #N/A |  |  |  | 0 |  |  | SLM |  |  | REM
| - | #N/A | #N/A | #N/A | Material Claiming | 0 |  |  | #N/A |  |  |  | 0 |  |  | SLM |  |  | REM
| - | #N/A | #N/A | #N/A | Material Claiming | 0 |  |  | #N/A |  |  |  | 0 |  |  | SLM |  |  | REM
| - | #N/A | #N/A | #N/A | Material Claiming | 0 |  |  | #N/A |  |  |  | 0 |  |  | SLM |  |  | REM
| - | #N/A | #N/A | #N/A | Material Claiming | 0 |  |  | #N/A |  |  |  | 0 |  |  | SLM |  |  | REM
| - | #N/A | #N/A | #N/A | Material Claiming | 0 |  |  | #N/A |  |  |  | 0 |  |  | SLM |  |  | REM
| - | #N/A | #N/A | #N/A | Material Claiming | 0 |  |  | #N/A |  |  |  | 0 |  |  | SLM |  |  | REM
| - | #N/A | #N/A | #N/A | Material Claiming | 0 |  |  | #N/A |  |  |  | 0 |  |  | SLM |  |  | REM
| - | #N/A | #N/A | #N/A | Material Claiming | 0 |  |  | #N/A |  |  |  | 0 |  |  | SLM |  |  | REM
| - | #N/A | #N/A | #N/A | Material Claiming | 0 |  |  | #N/A |  |  |  | 0 |  |  | SLM |  |  | REM
| - | #N/A | #N/A | #N/A | Material Claiming | 0 |  |  | #N/A |  |  |  | 0 |  |  | SLM |  |  | REM
| - | #N/A | #N/A | #N/A | Material Claiming | 0 |  |  | #N/A |  |  |  | 0 |  |  | SLM |  |  | REM
| - | #N/A | #N/A | #N/A | Material Claiming | 0 |  |  | #N/A |  |  |  | 0 |  |  | SLM |  |  | REM
| - | #N/A | #N/A | #N/A | Material Claiming | 0 |  |  | #N/A |  |  |  | 0 |  |  | SLM |  |  | REM
| - | #N/A | #N/A | #N/A | Material Claiming | 0 |  |  | #N/A |  |  |  | 0 |  |  | SLM |  |  | REM
| - | #N/A | #N/A | #N/A | Material Claiming | 0 |  |  | #N/A |  |  |  | 0 |  |  | SLM |  |  | REM
| - | #N/A | #N/A | #N/A | Material Claiming | 0 |  |  | #N/A |  |  |  | 0 |  |  | SLM |  |  | REM
| - | #N/A | #N/A | #N/A | Material Claiming | 0 |  |  | #N/A |  |  |  | 0 |  |  | SLM |  |  | REM
| - | #N/A | #N/A | #N/A | Material Claiming | 0 |  |  | #N/A |  |  |  | 0 |  |  | SLM |  |  | REM
| - | #N/A | #N/A | #N/A | Material Claiming | 0 |  |  | #N/A |  |  |  | 0 |  |  | SLM |  |  | REM
| - | #N/A | #N/A | #N/A | Material Claiming | 0 |  |  | #N/A |  |  |  | 0 |  |  | SLM |  |  | REM
| - | #N/A | #N/A | #N/A | Material Claiming | 0 |  |  | #N/A |  |  |  | 0 |  |  | SLM |  |  | REM
| - | #N/A | #N/A | #N/A | Material Claiming | 0 |  |  | #N/A |  |  |  | 0 |  |  | SLM |  |  | REM
| - | #N/A | #N/A | #N/A | Material Claiming | 0 |  |  | #N/A |  |  |  | 0 |  |  | SLM |  |  | REM
| - | #N/A | #N/A | #N/A | Material Claiming | 0 |  |  | #N/A |  |  |  | 0 |  |  | SLM |  |  | REM
| - | #N/A | #N/A | #N/A | Material Claiming | 0 |  |  | #N/A |  |  |  | 0 |  |  | SLM |  |  | REM
| - | #N/A | #N/A | #N/A | Material Claiming | 0 |  |  | #N/A |  |  |  | 0 |  |  | SLM |  |  | REM
| - | #N/A | #N/A | #N/A | Material Claiming | 0 |  |  | #N/A |  |  |  | 0 |  |  | SLM |  |  | REM
| - | #N/A | #N/A | #N/A | Material Claiming | 0 |  |  | #N/A |  |  |  | 0 |  |  | SLM |  |  | REM
| - | #N/A | #N/A | #N/A | Material Claiming | 0 |  |  | #N/A |  |  |  | 0 |  |  | SLM |  |  | REM
| - | #N/A | #N/A | #N/A | Material Claiming | 0 |  |  | #N/A |  |  |  | 0 |  |  | SLM |  |  | REM
| - | #N/A | #N/A | #N/A | Material Claiming | 0 |  |  | #N/A |  |  |  | 0 |  |  | SLM |  |  | REM
| - | #N/A | #N/A | #N/A | Material Claiming | 0 |  |  | #N/A |  |  |  | 0 |  |  | SLM |  |  | REM
| - | #N/A | #N/A | #N/A | Material Claiming | 0 |  |  | #N/A |  |  |  | 0 |  |  | SLM |  |  | REM
| - | #N/A | #N/A | #N/A | Material Claiming | 0 |  |  | #N/A |  |  |  | 0 |  |  | SLM |  |  | REM
| - | #N/A | #N/A | #N/A | Material Claiming | 0 |  |  | #N/A |  |  |  | 0 |  |  | SLM |  |  | REM
| - | #N/A | #N/A | #N/A | Material Claiming | 0 |  |  | #N/A |  |  |  | 0 |  |  | SLM |  |  | REM
| - | #N/A | #N/A | #N/A | Material Claiming | 0 |  |  | #N/A |  |  |  | 0 |  |  | SLM |  |  | REM
| - | #N/A | #N/A | #N/A | Material Claiming | 0 |  |  | #N/A |  |  |  | 0 |  |  | SLM |  |  | REM
| - | #N/A | #N/A | #N/A | Material Claiming | 0 |  |  | #N/A |  |  |  | 0 |  |  | SLM |  |  | REM
| - | #N/A | #N/A | #N/A | Material Claiming | 0 |  |  | #N/A |  |  |  | 0 |  |  | SLM |  |  | REM
| - | #N/A | #N/A | #N/A | Material Claiming | 0 |  |  | #N/A |  |  |  | 0 |  |  | SLM |  |  | REM
| - | #N/A | #N/A | #N/A | Material Claiming | 0 |  |  | #N/A |  |  |  | 0 |  |  | SLM |  |  | REM
| - | #N/A | #N/A | #N/A | Material Claiming | 0 |  |  | #N/A |  |  |  | 0 |  |  | SLM |  |  | REM
| - | #N/A | #N/A | #N/A | Material Claiming | 0 |  |  | #N/A |  |  |  | 0 |  |  | SLM |  |  | REM
| - | #N/A | #N/A | #N/A | Material Claiming | 0 |  |  | #N/A |  |  |  | 0 |  |  | SLM |  |  | REM
| - | #N/A | #N/A | #N/A | Material Claiming | 0 |  |  | #N/A |  |  |  | 0 |  |  | SLM |  |  | REM
| - | #N/A | #N/A | #N/A | Material Claiming | 0 |  |  | #N/A |  |  |  | 0 |  |  | SLM |  |  | REM
| - | #N/A | #N/A | #N/A | Material Claiming | 0 |  |  | #N/A |  |  |  | 0 |  |  | SLM |  |  | REM
| - | #N/A | #N/A | #N/A | Material Claiming | 0 |  |  | #N/A |  |  |  | 0 |  |  | SLM |  |  | REM
| - | #N/A | #N/A | #N/A | Material Claiming | 0 |  |  | #N/A |  |  |  | 0 |  |  | SLM |  |  | REM
| - | #N/A | #N/A | #N/A | Material Claiming | 0 |  |  | #N/A |  |  |  | 0 |  |  | SLM |  |  | REM
| - | #N/A | #N/A | #N/A | Material Claiming | 0 |  |  | #N/A |  |  |  | 0 |  |  | SLM |  |  | REM
| - | #N/A | #N/A | #N/A | Material Claiming | 0 |  |  | #N/A |  |  |  | 0 |  |  | SLM |  |  | REM
| - | #N/A | #N/A | #N/A | Material Claiming | 0 |  |  | #N/A |  |  |  | 0 |  |  | SLM |  |  | REM
| - | #N/A | #N/A | #N/A | Material Claiming | 0 |  |  | #N/A |  |  |  | 0 |  |  | SLM |  |  | REM
| - | #N/A | #N/A | #N/A | Material Claiming | 0 |  |  | #N/A |  |  |  | 0 |  |  | SLM |  |  | REM
| - | #N/A | #N/A | #N/A | Material Claiming | 0 |  |  | #N/A |  |  |  | 0 |  |  | SLM |  |  | REM
| - | #N/A | #N/A | #N/A | Material Claiming | 0 |  |  | #N/A |  |  |  | 0 |  |  | SLM |  |  | REM
| - | #N/A | #N/A | #N/A | Material Claiming | 0 |  |  | #N/A |  |  |  | 0 |  |  | SLM |  |  | REM
| - | #N/A | #N/A | #N/A | Material Claiming | 0 |  |  | #N/A |  |  |  | 0 |  |  | SLM |  |  | REM
| - | #N/A | #N/A | #N/A | Material Claiming | 0 |  |  | #N/A |  |  |  | 0 |  |  | SLM |  |  | REM
| - | #N/A | #N/A | #N/A | Material Claiming | 0 |  |  | #N/A |  |  |  | 0 |  |  | SLM |  |  | REM
| - | #N/A | #N/A | #N/A | Material Claiming | 0 |  |  | #N/A |  |  |  | 0 |  |  | SLM |  |  | REM
| - | #N/A | #N/A | #N/A | Material Claiming | 0 |  |  | #N/A |  |  |  | 0 |  |  | SLM |  |  | REM
| - | #N/A | #N/A | #N/A | Material Claiming | 0 |  |  | #N/A |  |  |  | 0 |  |  | SLM |  |  | REM
| - | #N/A | #N/A | #N/A | Material Claiming | 0 |  |  | #N/A |  |  |  | 0 |  |  | SLM |  |  | REM
| - | #N/A | #N/A | #N/A | Material Claiming | 0 |  |  | #N/A |  |  |  | 0 |  |  | SLM |  |  | REM
| - | #N/A | #N/A | #N/A | Material Claiming | 0 |  |  | #N/A |  |  |  | 0 |  |  | SLM |  |  | REM
| - | #N/A | #N/A | #N/A | Material Claiming | 0 |  |  | #N/A |  |  |  | 0 |  |  | SLM |  |  | REM
| - | #N/A | #N/A | #N/A | Material Claiming | 0 |  |  | #N/A |  |  |  | 0 |  |  | SLM |  |  | REM
| - | #N/A | #N/A | #N/A | Material Claiming | 0 |  |  | #N/A |  |  |  | 0 |  |  | SLM |  |  | REM
| - | #N/A | #N/A | #N/A | Material Claiming | 0 |  |  | #N/A |  |  |  | 0 |  |  | SLM |  |  | REM
| - | #N/A | #N/A | #N/A | Material Claiming | 0 |  |  | #N/A |  |  |  | 0 |  |  | SLM |  |  | REM
| - | #N/A | #N/A | #N/A | Material Claiming | 0 |  |  | #N/A |  |  |  | 0 |  |  | SLM |  |  | REM
| - | #N/A | #N/A | #N/A | Material Claiming | 0 |  |  | #N/A |  |  |  | 0 |  |  | SLM |  |  | REM
| - | #N/A | #N/A | #N/A | Material Claiming | 0 |  |  | #N/A |  |  |  | 0 |  |  | SLM |  |  | REM
| - | #N/A | #N/A | #N/A | Material Claiming | 0 |  |  | #N/A |  |  |  | 0 |  |  | SLM |  |  | REM
| - | #N/A | #N/A | #N/A | Material Claiming | 0 |  |  | #N/A |  |  |  | 0 |  |  | SLM |  |  | REM
| - | #N/A | #N/A | #N/A | Material Claiming | 0 |  |  | #N/A |  |  |  | 0 |  |  | SLM |  |  | REM
| - | #N/A | #N/A | #N/A | Material Claiming | 0 |  |  | #N/A |  |  |  | 0 |  |  | SLM |  |  | REM
| - | #N/A | #N/A | #N/A | Material Claiming | 0 |  |  | #N/A |  |  |  | 0 |  |  | SLM |  |  | REM
| - | #N/A | #N/A | #N/A | Material Claiming | 0 |  |  | #N/A |  |  |  | 0 |  |  | SLM |  |  | REM
| - | #N/A | #N/A | #N/A | Material Claiming | 0 |  |  | #N/A |  |  |  | 0 |  |  | SLM |  |  | REM
| - | #N/A | #N/A | #N/A | Material Claiming | 0 |  |  | #N/A |  |  |  | 0 |  |  | SLM |  |  | REM
| - | #N/A | #N/A | #N/A | Material Claiming | 0 |  |  | #N/A |  |  |  | 0 |  |  | SLM |  |  | REM
| - | #N/A | #N/A | #N/A | Material Claiming | 0 |  |  | #N/A |  |  |  | 0 |  |  | SLM |  |  | REM
| - | #N/A | #N/A | #N/A | Material Claiming | 0 |  |  | #N/A |  |  |  | 0 |  |  | SLM |  |  | REM
| - | #N/A | #N/A | #N/A | Material Claiming | 0 |  |  | #N/A |  |  |  | 0 |  |  | SLM |  |  | REM
| - | #N/A | #N/A | #N/A | Material Claiming | 0 |  |  | #N/A |  |  |  | 0 |  |  | SLM |  |  | REM
| - | #N/A | #N/A | #N/A | Material Claiming | 0 |  |  | #N/A |  |  |  | 0 |  |  | SLM |  |  | REM
| - | #N/A | #N/A | #N/A | Material Claiming | 0 |  |  | #N/A |  |  |  | 0 |  |  | SLM |  |  | REM
| - | #N/A | #N/A | #N/A | Material Claiming | 0 |  |  | #N/A |  |  |  | 0 |  |  | SLM |  |  | REM
| - | #N/A | #N/A | #N/A | Material Claiming | 0 |  |  | #N/A |  |  |  | 0 |  |  | SLM |  |  | REM
| - | #N/A | #N/A | #N/A | Material Claiming | 0 |  |  | #N/A |  |  |  | 0 |  |  | SLM |  |  | REM
| - | #N/A | #N/A | #N/A | Material Claiming | 0 |  |  | #N/A |  |  |  | 0 |  |  | SLM |  |  | REM
| - | #N/A | #N/A | #N/A | Material Claiming | 0 |  |  | #N/A |  |  |  | 0 |  |  | SLM |  |  | REM
| - | #N/A | #N/A | #N/A | Material Claiming | 0 |  |  | #N/A |  |  |  | 0 |  |  | SLM |  |  | REM
| - | #N/A | #N/A | #N/A | Material Claiming | 0 |  |  | #N/A |  |  |  | 0 |  |  | SLM |  |  | REM
| - | #N/A | #N/A | #N/A | Material Claiming | 0 |  |  | #N/A |  |  |  | 0 |  |  | SLM |  |  | REM
| - | #N/A | #N/A | #N/A | Material Claiming | 0 |  |  | #N/A |  |  |  | 0 |  |  | SLM |  |  | REM
| - | #N/A | #N/A | #N/A | Material Claiming | 0 |  |  | #N/A |  |  |  | 0 |  |  | SLM |  |  | REM
| - | #N/A | #N/A | #N/A | Material Claiming | 0 |  |  | #N/A |  |  |  | 0 |  |  | SLM |  |  | REM
| - | #N/A | #N/A | #N/A | Material Claiming | 0 |  |  | #N/A |  |  |  | 0 |  |  | SLM |  |  | REM
| - | #N/A | #N/A | #N/A | Material Claiming | 0 |  |  | #N/A |  |  |  | 0 |  |  | SLM |  |  | REM
| - | #N/A | #N/A | #N/A | Material Claiming | 0 |  |  | #N/A |  |  |  | 0 |  |  | SLM |  |  | REM
| - | #N/A | #N/A | #N/A | Material Claiming | 0 |  |  | #N/A |  |  |  | 0 |  |  | SLM |  |  | REM
| - | #N/A | #N/A | #N/A | Material Claiming | 0 |  |  | #N/A |  |  |  | 0 |  |  | SLM |  |  | REM
| - | #N/A | #N/A | #N/A | Material Claiming | 0 |  |  | #N/A |  |  |  | 0 |  |  | SLM |  |  | REM
| - | #N/A | #N/A | #N/A | Material Claiming | 0 |  |  | #N/A |  |  |  | 0 |  |  | SLM |  |  | REM
| - | #N/A | #N/A | #N/A | Material Claiming | 0 |  |  | #N/A |  |  |  | 0 |  |  | SLM |  |  | REM
| - | #N/A | #N/A | #N/A | Material Claiming | 0 |  |  | #N/A |  |  |  | 0 |  |  | SLM |  |  | REM
| - | #N/A | #N/A | #N/A | Material Claiming | 0 |  |  | #N/A |  |  |  | 0 |  |  | SLM |  |  | REM
| - | #N/A | #N/A | #N/A | Material Claiming | 0 |  |  | #N/A |  |  |  | 0 |  |  | SLM |  |  | REM
| - | #N/A | #N/A | #N/A | Material Claiming | 0 |  |  | #N/A |  |  |  | 0 |  |  | SLM |  |  | REM
| - | #N/A | #N/A | #N/A | Material Claiming | 0 |  |  | #N/A |  |  |  | 0 |  |  | SLM |  |  | REM
| - | #N/A | #N/A | #N/A | Material Claiming | 0 |  |  | #N/A |  |  |  | 0 |  |  | SLM |  |  | REM
| - | #N/A | #N/A | #N/A | Material Claiming | 0 |  |  | #N/A |  |  |  | 0 |  |  | SLM |  |  | REM
| - | #N/A | #N/A | #N/A | Material Claiming | 0 |  |  | #N/A |  |  |  | 0 |  |  | SLM |  |  | REM
| - | #N/A | #N/A | #N/A | Material Claiming | 0 |  |  | #N/A |  |  |  | 0 |  |  | SLM |  |  | REM
| - | #N/A | #N/A | #N/A | Material Claiming | 0 |  |  | #N/A |  |  |  | 0 |  |  | SLM |  |  | REM
| - | #N/A | #N/A | #N/A | Material Claiming | 0 |  |  | #N/A |  |  |  | 0 |  |  | SLM |  |  | REM
| - | #N/A | #N/A | #N/A | Material Claiming | 0 |  |  | #N/A |  |  |  | 0 |  |  | SLM |  |  | REM
| - | #N/A | #N/A | #N/A | Material Claiming | 0 |  |  | #N/A |  |  |  | 0 |  |  | SLM |  |  | REM
| - | #N/A | #N/A | #N/A | Material Claiming | 0 |  |  | #N/A |  |  |  | 0 |  |  | SLM |  |  | REM
| - | #N/A | #N/A | #N/A | Material Claiming | 0 |  |  | #N/A |  |  |  | 0 |  |  | SLM |  |  | REM
| - | #N/A | #N/A | #N/A | Material Claiming | 0 |  |  | #N/A |  |  |  | 0 |  |  | SLM |  |  | REM
| - | #N/A | #N/A | #N/A | Material Claiming | 0 |  |  | #N/A |  |  |  | 0 |  |  | SLM |  |  | REM
| - | #N/A | #N/A | #N/A | Material Claiming | 0 |  |  | #N/A |  |  |  | 0 |  |  | SLM |  |  | REM
| - | #N/A | #N/A | #N/A | Material Claiming | 0 |  |  | #N/A |  |  |  | 0 |  |  | SLM |  |  | REM
| - | #N/A | #N/A | #N/A | Material Claiming | 0 |  |  | #N/A |  |  |  | 0 |  |  | SLM |  |  | REM
| - | #N/A | #N/A | #N/A | Material Claiming | 0 |  |  | #N/A |  |  |  | 0 |  |  | SLM |  |  | REM
| - | #N/A | #N/A | #N/A | Material Claiming | 0 |  |  | #N/A |  |  |  | 0 |  |  | SLM |  |  | REM
| - | #N/A | #N/A | #N/A | Material Claiming | 0 |  |  | #N/A |  |  |  | 0 |  |  | SLM |  |  | REM
| - | #N/A | #N/A | #N/A | Material Claiming | 0 |  |  | #N/A |  |  |  | 0 |  |  | SLM |  |  | REM
| - | #N/A | #N/A | #N/A | Material Claiming | 0 |  |  | #N/A |  |  |  | 0 |  |  | SLM |  |  | REM
| - | #N/A | #N/A | #N/A | Material Claiming | 0 |  |  | #N/A |  |  |  | 0 |  |  | SLM |  |  | REM
| - | #N/A | #N/A | #N/A | Material Claiming | 0 |  |  | #N/A |  |  |  | 0 |  |  | SLM |  |  | REM
| - | #N/A | #N/A | #N/A | Material Claiming | 0 |  |  | #N/A |  |  |  | 0 |  |  | SLM |  |  | REM
| - | #N/A | #N/A | #N/A | Material Claiming | 0 |  |  | #N/A |  |  |  | 0 |  |  | SLM |  |  | REM
| - | #N/A | #N/A | #N/A | Material Claiming | 0 |  |  | #N/A |  |  |  | 0 |  |  | SLM |  |  | REM
| - | #N/A | #N/A | #N/A | Material Claiming | 0 |  |  | #N/A |  |  |  | 0 |  |  | SLM |  |  | REM
| - | #N/A | #N/A | #N/A | Material Claiming | 0 |  |  | #N/A |  |  |  | 0 |  |  | SLM |  |  | REM
| - | #N/A | #N/A | #N/A | Material Claiming | 0 |  |  | #N/A |  |  |  | 0 |  |  | SLM |  |  | REM
| - | #N/A | #N/A | #N/A | Material Claiming | 0 |  |  | #N/A |  |  |  | 0 |  |  | SLM |  |  | REM
| - | #N/A | #N/A | #N/A | Material Claiming | 0 |  |  | #N/A |  |  |  | 0 |  |  | SLM |  |  | REM
| - | #N/A | #N/A | #N/A | Material Claiming | 0 |  |  | #N/A |  |  |  | 0 |  |  | SLM |  |  | REM
| - | #N/A | #N/A | #N/A | Material Claiming | 0 |  |  | #N/A |  |  |  | 0 |  |  | SLM |  |  | REM
| - | #N/A | #N/A | #N/A | Material Claiming | 0 |  |  | #N/A |  |  |  | 0 |  |  | SLM |  |  | REM
| - | #N/A | #N/A | #N/A | Material Claiming | 0 |  |  | #N/A |  |  |  | 0 |  |  | SLM |  |  | REM
| - | #N/A | #N/A | #N/A | Material Claiming | 0 |  |  | #N/A |  |  |  | 0 |  |  | SLM |  |  | REM
| - | #N/A | #N/A | #N/A | Material Claiming | 0 |  |  | #N/A |  |  |  | 0 |  |  | SLM |  |  | REM
| - | #N/A | #N/A | #N/A | Material Claiming | 0 |  |  | #N/A |  |  |  | 0 |  |  | SLM |  |  | REM
| - | #N/A | #N/A | #N/A | Material Claiming | 0 |  |  | #N/A |  |  |  | 0 |  |  | SLM |  |  | REM
| - | #N/A | #N/A | #N/A | Material Claiming | 0 |  |  | #N/A |  |  |  | 0 |  |  | SLM |  |  | REM
| - | #N/A | #N/A | #N/A | Material Claiming | 0 |  |  | #N/A |  |  |  | 0 |  |  | SLM |  |  | REM
| - | #N/A | #N/A | #N/A | Material Claiming | 0 |  |  | #N/A |  |  |  | 0 |  |  | SLM |  |  | REM
| - | #N/A | #N/A | #N/A | Material Claiming | 0 |  |  | #N/A |  |  |  | 0 |  |  | SLM |  |  | REM
| - | #N/A | #N/A | #N/A | Material Claiming | 0 |  |  | #N/A |  |  |  | 0 |  |  | SLM |  |  | REM
| - | #N/A | #N/A | #N/A | Material Claiming | 0 |  |  | #N/A |  |  |  | 0 |  |  | SLM |  |  | REM
| - | #N/A | #N/A | #N/A | Material Claiming | 0 |  |  | #N/A |  |  |  | 0 |  |  | SLM |  |  | REM
| - | #N/A | #N/A | #N/A | Material Claiming | 0 |  |  | #N/A |  |  |  | 0 |  |  | SLM |  |  | REM
| - | #N/A | #N/A | #N/A | Material Claiming | 0 |  |  | #N/A |  |  |  | 0 |  |  | SLM |  |  | REM
| - | #N/A | #N/A | #N/A | Material Claiming | 0 |  |  | #N/A |  |  |  | 0 |  |  | SLM |  |  | REM
| - | #N/A | #N/A | #N/A | Material Claiming | 0 |  |  | #N/A |  |  |  | 0 |  |  | SLM |  |  | REM
| - | #N/A | #N/A | #N/A | Material Claiming | 0 |  |  | #N/A |  |  |  | 0 |  |  | SLM |  |  | REM
| - | #N/A | #N/A | #N/A | Material Claiming | 0 |  |  | #N/A |  |  |  | 0 |  |  | SLM |  |  | REM
| - | #N/A | #N/A | #N/A | Material Claiming | 0 |  |  | #N/A |  |  |  | 0 |  |  | SLM |  |  | REM
| - | #N/A | #N/A | #N/A | Material Claiming | 0 |  |  | #N/A |  |  |  | 0 |  |  | SLM |  |  | REM
| - | #N/A | #N/A | #N/A | Material Claiming | 0 |  |  | #N/A |  |  |  | 0 |  |  | SLM |  |  | REM
| - | #N/A | #N/A | #N/A | Material Claiming | 0 |  |  | #N/A |  |  |  | 0 |  |  | SLM |  |  | REM
| - | #N/A | #N/A | #N/A | Material Claiming | 0 |  |  | #N/A |  |  |  | 0 |  |  | SLM |  |  | REM
| - | #N/A | #N/A | #N/A | Material Claiming | 0 |  |  | #N/A |  |  |  | 0 |  |  | SLM |  |  | REM
| - | #N/A | #N/A | #N/A | Material Claiming | 0 |  |  | #N/A |  |  |  | 0 |  |  | SLM |  |  | REM
| - | #N/A | #N/A | #N/A | Material Claiming | 0 |  |  | #N/A |  |  |  | 0 |  |  | SLM |  |  | REM
| - | #N/A | #N/A | #N/A | Material Claiming | 0 |  |  | #N/A |  |  |  | 0 |  |  | SLM |  |  | REM
| - | #N/A | #N/A | #N/A | Material Claiming | 0 |  |  | #N/A |  |  |  | 0 |  |  | SLM |  |  | REM
| - | #N/A | #N/A | #N/A | Material Claiming | 0 |  |  | #N/A |  |  |  | 0 |  |  | SLM |  |  | REM
| - | #N/A | #N/A | #N/A | Material Claiming | 0 |  |  | #N/A |  |  |  | 0 |  |  | SLM |  |  | REM
| - | #N/A | #N/A | #N/A | Material Claiming | 0 |  |  | #N/A |  |  |  | 0 |  |  | SLM |  |  | REM
| - | #N/A | #N/A | #N/A | Material Claiming | 0 |  |  | #N/A |  |  |  | 0 |  |  | SLM |  |  | REM
| - | #N/A | #N/A | #N/A | Material Claiming | 0 |  |  | #N/A |  |  |  | 0 |  |  | SLM |  |  | REM
| - | #N/A | #N/A | #N/A | Material Claiming | 0 |  |  | #N/A |  |  |  | 0 |  |  | SLM |  |  | REM
| - | #N/A | #N/A | #N/A | Material Claiming | 0 |  |  | #N/A |  |  |  | 0 |  |  | SLM |  |  | REM
| - | #N/A | #N/A | #N/A | Material Claiming | 0 |  |  | #N/A |  |  |  | 0 |  |  | SLM |  |  | REM
| - | #N/A | #N/A | #N/A | Material Claiming | 0 |  |  | #N/A |  |  |  | 0 |  |  | SLM |  |  | REM
| - | #N/A | #N/A | #N/A | Material Claiming | 0 |  |  | #N/A |  |  |  | 0 |  |  | SLM |  |  | REM
| - | #N/A | #N/A | #N/A | Material Claiming | 0 |  |  | #N/A |  |  |  | 0 |  |  | SLM |  |  | REM
| - | #N/A | #N/A | #N/A | Material Claiming | 0 |  |  | #N/A |  |  |  | 0 |  |  | SLM |  |  | REM
| - | #N/A | #N/A | #N/A | Material Claiming | 0 |  |  | #N/A |  |  |  | 0 |  |  | SLM |  |  | REM
| - | #N/A | #N/A | #N/A | Material Claiming | 0 |  |  | #N/A |  |  |  | 0 |  |  | SLM |  |  | REM
| - | #N/A | #N/A | #N/A | Material Claiming | 0 |  |  | #N/A |  |  |  | 0 |  |  | SLM |  |  | REM
| - | #N/A | #N/A | #N/A | Material Claiming | 0 |  |  | #N/A |  |  |  | 0 |  |  | SLM |  |  | REM
| - | #N/A | #N/A | #N/A | Material Claiming | 0 |  |  | #N/A |  |  |  | 0 |  |  | SLM |  |  | REM
| - | #N/A | #N/A | #N/A | Material Claiming | 0 |  |  | #N/A |  |  |  | 0 |  |  | SLM |  |  | REM
| - | #N/A | #N/A | #N/A | Material Claiming | 0 |  |  | #N/A |  |  |  | 0 |  |  | SLM |  |  | REM
| - | #N/A | #N/A | #N/A | Material Claiming | 0 |  |  | #N/A |  |  |  | 0 |  |  | SLM |  |  | REM
| - | #N/A | #N/A | #N/A | Material Claiming | 0 |  |  | #N/A |  |  |  | 0 |  |  | SLM |  |  | REM
| - | #N/A | #N/A | #N/A | Material Claiming | 0 |  |  | #N/A |  |  |  | 0 |  |  | SLM |  |  | REM
| - | #N/A | #N/A | #N/A | Material Claiming | 0 |  |  | #N/A |  |  |  | 0 |  |  | SLM |  |  | REM
| - | #N/A | #N/A | #N/A | Material Claiming | 0 |  |  | #N/A |  |  |  | 0 |  |  | SLM |  |  | REM
| - | #N/A | #N/A | #N/A | Material Claiming | 0 |  |  | #N/A |  |  |  | 0 |  |  | SLM |  |  | REM
| - | #N/A | #N/A | #N/A | Material Claiming | 0 |  |  | #N/A |  |  |  | 0 |  |  | SLM |  |  | REM
| - | #N/A | #N/A | #N/A | Material Claiming | 0 |  |  | #N/A |  |  |  | 0 |  |  | SLM |  |  | REM
| - | #N/A | #N/A | #N/A | Material Claiming | 0 |  |  | #N/A |  |  |  | 0 |  |  | SLM |  |  | REM
| - | #N/A | #N/A | #N/A | Material Claiming | 0 |  |  | #N/A |  |  |  | 0 |  |  | SLM |  |  | REM
| - | #N/A | #N/A | #N/A | Material Claiming | 0 |  |  | #N/A |  |  |  | 0 |  |  | SLM |  |  | REM
| - | #N/A | #N/A | #N/A | Material Claiming | 0 |  |  | #N/A |  |  |  | 0 |  |  | SLM |  |  | REM
| - | #N/A | #N/A | #N/A | Material Claiming | 0 |  |  | #N/A |  |  |  | 0 |  |  | SLM |  |  | REM
| - | #N/A | #N/A | #N/A | Material Claiming | 0 |  |  | #N/A |  |  |  | 0 |  |  | SLM |  |  | REM
| - | #N/A | #N/A | #N/A | Material Claiming | 0 |  |  | #N/A |  |  |  | 0 |  |  | SLM |  |  | REM
| - | #N/A | #N/A | #N/A | Material Claiming | 0 |  |  | #N/A |  |  |  | 0 |  |  | SLM |  |  | REM
| - | #N/A | #N/A | #N/A | Material Claiming | 0 |  |  | #N/A |  |  |  | 0 |  |  | SLM |  |  | REM
| - | #N/A | #N/A | #N/A | Material Claiming | 0 |  |  | #N/A |  |  |  | 0 |  |  | SLM |  |  | REM
| - | #N/A | #N/A | #N/A | Material Claiming | 0 |  |  | #N/A |  |  |  | 0 |  |  | SLM |  |  | REM
| - | #N/A | #N/A | #N/A | Material Claiming | 0 |  |  | #N/A |  |  |  | 0 |  |  | SLM |  |  | REM
| - | #N/A | #N/A | #N/A | Material Claiming | 0 |  |  | #N/A |  |  |  | 0 |  |  | SLM |  |  | REM
| - | #N/A | #N/A | #N/A | Material Claiming | 0 |  |  | #N/A |  |  |  | 0 |  |  | SLM |  |  | REM
| - | #N/A | #N/A | #N/A | Material Claiming | 0 |  |  | #N/A |  |  |  | 0 |  |  | SLM |  |  | REM
| - | #N/A | #N/A | #N/A | Material Claiming | 0 |  |  | #N/A |  |  |  | 0 |  |  | SLM |  |  | REM
| - | #N/A | #N/A | #N/A | Material Claiming | 0 |  |  | #N/A |  |  |  | 0 |  |  | SLM |  |  | REM
| - | #N/A | #N/A | #N/A | Material Claiming | 0 |  |  | #N/A |  |  |  | 0 |  |  | SLM |  |  | REM
| - | #N/A | #N/A | #N/A | Material Claiming | 0 |  |  | #N/A |  |  |  | 0 |  |  | SLM |  |  | REM
| - | #N/A | #N/A | #N/A | Material Claiming | 0 |  |  | #N/A |  |  |  | 0 |  |  | SLM |  |  | REM
| - | #N/A | #N/A | #N/A | Material Claiming | 0 |  |  | #N/A |  |  |  | 0 |  |  | SLM |  |  | REM
| - | #N/A | #N/A | #N/A | Material Claiming | 0 |  |  | #N/A |  |  |  | 0 |  |  | SLM |  |  | REM
| - | #N/A | #N/A | #N/A | Material Claiming | 0 |  |  | #N/A |  |  |  | 0 |  |  | SLM |  |  | REM
| - | #N/A | #N/A | #N/A | Material Claiming | 0 |  |  | #N/A |  |  |  | 0 |  |  | SLM |  |  | REM
| - | #N/A | #N/A | #N/A | Material Claiming | 0 |  |  | #N/A |  |  |  | 0 |  |  | SLM |  |  | REM
| - | #N/A | #N/A | #N/A | Material Claiming | 0 |  |  | #N/A |  |  |  | 0 |  |  | SLM |  |  | REM
| - | #N/A | #N/A | #N/A | Material Claiming | 0 |  |  | #N/A |  |  |  | 0 |  |  | SLM |  |  | REM
| - | #N/A | #N/A | #N/A | Material Claiming | 0 |  |  | #N/A |  |  |  | 0 |  |  | SLM |  |  | REM
| - | #N/A | #N/A | #N/A | Material Claiming | 0 |  |  | #N/A |  |  |  | 0 |  |  | SLM |  |  | REM
| - | #N/A | #N/A | #N/A | Material Claiming | 0 |  |  | #N/A |  |  |  | 0 |  |  | SLM |  |  | REM
| - | #N/A | #N/A | #N/A | Material Claiming | 0 |  |  | #N/A |  |  |  | 0 |  |  | SLM |  |  | REM
| - | #N/A | #N/A | #N/A | Material Claiming | 0 |  |  | #N/A |  |  |  | 0 |  |  | SLM |  |  | REM
| - | #N/A | #N/A | #N/A | Material Claiming | 0 |  |  | #N/A |  |  |  | 0 |  |  | SLM |  |  | REM
| - | #N/A | #N/A | #N/A | Material Claiming | 0 |  |  | #N/A |  |  |  | 0 |  |  | SLM |  |  | REM
| - | #N/A | #N/A | #N/A | Material Claiming | 0 |  |  | #N/A |  |  |  | 0 |  |  | SLM |  |  | REM
| - | #N/A | #N/A | #N/A | Material Claiming | 0 |  |  | #N/A |  |  |  | 0 |  |  | SLM |  |  | REM
| - | #N/A | #N/A | #N/A | Material Claiming | 0 |  |  | #N/A |  |  |  | 0 |  |  | SLM |  |  | REM
| - | #N/A | #N/A | #N/A | Material Claiming | 0 |  |  | #N/A |  |  |  | 0 |  |  | SLM |  |  | REM
| - | #N/A | #N/A | #N/A | Material Claiming | 0 |  |  | #N/A |  |  |  | 0 |  |  | SLM |  |  | REM
| - | #N/A | #N/A | #N/A | Material Claiming | 0 |  |  | #N/A |  |  |  | 0 |  |  | SLM |  |  | REM
| - | #N/A | #N/A | #N/A | Material Claiming | 0 |  |  | #N/A |  |  |  | 0 |  |  | SLM |  |  | REM
| - | #N/A | #N/A | #N/A | Material Claiming | 0 |  |  | #N/A |  |  |  | 0 |  |  | SLM |  |  | REM
| - | #N/A | #N/A | #N/A | Material Claiming | 0 |  |  | #N/A |  |  |  | 0 |  |  | SLM |  |  | REM
| - | #N/A | #N/A | #N/A | Material Claiming | 0 |  |  | #N/A |  |  |  | 0 |  |  | SLM |  |  | REM
| - | #N/A | #N/A | #N/A | Material Claiming | 0 |  |  | #N/A |  |  |  | 0 |  |  | SLM |  |  | REM
| - | #N/A | #N/A | #N/A | Material Claiming | 0 |  |  | #N/A |  |  |  | 0 |  |  | SLM |  |  | REM
| - | #N/A | #N/A | #N/A | Material Claiming | 0 |  |  | #N/A |  |  |  | 0 |  |  | SLM |  |  | REM
| - | #N/A | #N/A | #N/A | Material Claiming | 0 |  |  | #N/A |  |  |  | 0 |  |  | SLM |  |  | REM
| - | #N/A | #N/A | #N/A | Material Claiming | 0 |  |  | #N/A |  |  |  | 0 |  |  | SLM |  |  | REM
| - | #N/A | #N/A | #N/A | Material Claiming | 0 |  |  | #N/A |  |  |  | 0 |  |  | SLM |  |  | REM
| - | #N/A | #N/A | #N/A | Material Claiming | 0 |  |  | #N/A |  |  |  | 0 |  |  | SLM |  |  | REM
| - | #N/A | #N/A | #N/A | Material Claiming | 0 |  |  | #N/A |  |  |  | 0 |  |  | SLM |  |  | REM
| - | #N/A | #N/A | #N/A | Material Claiming | 0 |  |  | #N/A |  |  |  | 0 |  |  | SLM |  |  | REM
| - | #N/A | #N/A | #N/A | Material Claiming | 0 |  |  | #N/A |  |  |  | 0 |  |  | SLM |  |  | REM
| - | #N/A | #N/A | #N/A | Material Claiming | 0 |  |  | #N/A |  |  |  | 0 |  |  | SLM |  |  | REM
| - | #N/A | #N/A | #N/A | Material Claiming | 0 |  |  | #N/A |  |  |  | 0 |  |  | SLM |  |  | REM
| - | #N/A | #N/A | #N/A | Material Claiming | 0 |  |  | #N/A |  |  |  | 0 |  |  | SLM |  |  | REM
| - | #N/A | #N/A | #N/A | Material Claiming | 0 |  |  | #N/A |  |  |  | 0 |  |  | SLM |  |  | REM
| - | #N/A | #N/A | #N/A | Material Claiming | 0 |  |  | #N/A |  |  |  | 0 |  |  | SLM |  |  | REM
| - | #N/A | #N/A | #N/A | Material Claiming | 0 |  |  | #N/A |  |  |  | 0 |  |  | SLM |  |  | REM
| - | #N/A | #N/A | #N/A | Material Claiming | 0 |  |  | #N/A |  |  |  | 0 |  |  | SLM |  |  | REM
| - | #N/A | #N/A | #N/A | Material Claiming | 0 |  |  | #N/A |  |  |  | 0 |  |  | SLM |  |  | REM
| - | #N/A | #N/A | #N/A | Material Claiming | 0 |  |  | #N/A |  |  |  | 0 |  |  | SLM |  |  | REM
| - | #N/A | #N/A | #N/A | Material Claiming | 0 |  |  | #N/A |  |  |  | 0 |  |  | SLM |  |  | REM
| - | #N/A | #N/A | #N/A | Material Claiming | 0 |  |  | #N/A |  |  |  | 0 |  |  | SLM |  |  | REM
| - | #N/A | #N/A | #N/A | Material Claiming | 0 |  |  | #N/A |  |  |  | 0 |  |  | SLM |  |  | REM
| - | #N/A | #N/A | #N/A | Material Claiming | 0 |  |  | #N/A |  |  |  | 0 |  |  | SLM |  |  | REM
| - | #N/A | #N/A | #N/A | Material Claiming | 0 |  |  | #N/A |  |  |  | 0 |  |  | SLM |  |  | REM
| - | #N/A | #N/A | #N/A | Material Claiming | 0 |  |  | #N/A |  |  |  | 0 |  |  | SLM |  |  | REM
| - | #N/A | #N/A | #N/A | Material Claiming | 0 |  |  | #N/A |  |  |  | 0 |  |  | SLM |  |  | REM
| - | #N/A | #N/A | #N/A | Material Claiming | 0 |  |  | #N/A |  |  |  | 0 |  |  | SLM |  |  | REM
| - | #N/A | #N/A | #N/A | Material Claiming | 0 |  |  | #N/A |  |  |  | 0 |  |  | SLM |  |  | REM
| - | #N/A | #N/A | #N/A | Material Claiming | 0 |  |  | #N/A |  |  |  | 0 |  |  | SLM |  |  | REM
| - | #N/A | #N/A | #N/A | Material Claiming | 0 |  |  | #N/A |  |  |  | 0 |  |  | SLM |  |  | REM
| - | #N/A | #N/A | #N/A | Material Claiming | 0 |  |  | #N/A |  |  |  | 0 |  |  | SLM |  |  | REM
| - | #N/A | #N/A | #N/A | Material Claiming | 0 |  |  | #N/A |  |  |  | 0 |  |  | SLM |  |  | REM
| - | #N/A | #N/A | #N/A | Material Claiming | 0 |  |  | #N/A |  |  |  | 0 |  |  | SLM |  |  | REM
| - | #N/A | #N/A | #N/A | Material Claiming | 0 |  |  | #N/A |  |  |  | 0 |  |  | SLM |  |  | REM
| - | #N/A | #N/A | #N/A | Material Claiming | 0 |  |  | #N/A |  |  |  | 0 |  |  | SLM |  |  | REM
| - | #N/A | #N/A | #N/A | Material Claiming | 0 |  |  | #N/A |  |  |  | 0 |  |  | SLM |  |  | REM
| - | #N/A | #N/A | #N/A | Material Claiming | 0 |  |  | #N/A |  |  |  | 0 |  |  | SLM |  |  | REM
| - | #N/A | #N/A | #N/A | Material Claiming | 0 |  |  | #N/A |  |  |  | 0 |  |  | SLM |  |  | REM
| - | #N/A | #N/A | #N/A | Material Claiming | 0 |  |  | #N/A |  |  |  | 0 |  |  | SLM |  |  | REM
| - | #N/A | #N/A | #N/A | Material Claiming | 0 |  |  | #N/A |  |  |  | 0 |  |  | SLM |  |  | REM
| - | #N/A | #N/A | #N/A | Material Claiming | 0 |  |  | #N/A |  |  |  | 0 |  |  | SLM |  |  | REM
| - | #N/A | #N/A | #N/A | Material Claiming | 0 |  |  | #N/A |  |  |  | 0 |  |  | SLM |  |  | REM
| - | #N/A | #N/A | #N/A | Material Claiming | 0 |  |  | #N/A |  |  |  | 0 |  |  | SLM |  |  | REM
| - | #N/A | #N/A | #N/A | Material Claiming | 0 |  |  | #N/A |  |  |  | 0 |  |  | SLM |  |  | REM
| - | #N/A | #N/A | #N/A | Material Claiming | 0 |  |  | #N/A |  |  |  | 0 |  |  | SLM |  |  | REM
| - | #N/A | #N/A | #N/A | Material Claiming | 0 |  |  | #N/A |  |  |  | 0 |  |  | SLM |  |  | REM
| - | #N/A | #N/A | #N/A | Material Claiming | 0 |  |  | #N/A |  |  |  | 0 |  |  | SLM |  |  | REM
| - | #N/A | #N/A | #N/A | Material Claiming | 0 |  |  | #N/A |  |  |  | 0 |  |  | SLM |  |  | REM
| - | #N/A | #N/A | #N/A | Material Claiming | 0 |  |  | #N/A |  |  |  | 0 |  |  | SLM |  |  | REM
| - | #N/A | #N/A | #N/A | Material Claiming | 0 |  |  | #N/A |  |  |  | 0 |  |  | SLM |  |  | REM
| - | #N/A | #N/A | #N/A | Material Claiming | 0 |  |  | #N/A |  |  |  | 0 |  |  | SLM |  |  | REM
| - | #N/A | #N/A | #N/A | Material Claiming | 0 |  |  | #N/A |  |  |  | 0 |  |  | SLM |  |  | REM
| - | #N/A | #N/A | #N/A | Material Claiming | 0 |  |  | #N/A |  |  |  | 0 |  |  | SLM |  |  | REM
| - | #N/A | #N/A | #N/A | Material Claiming | 0 |  |  | #N/A |  |  |  | 0 |  |  | SLM |  |  | REM
| - | #N/A | #N/A | #N/A | Material Claiming | 0 |  |  | #N/A |  |  |  | 0 |  |  | SLM |  |  | REM
| - | #N/A | #N/A | #N/A | Material Claiming | 0 |  |  | #N/A |  |  |  | 0 |  |  | SLM |  |  | REM
| - | #N/A | #N/A | #N/A | Material Claiming | 0 |  |  | #N/A |  |  |  | 0 |  |  | SLM |  |  | REM
| - | #N/A | #N/A | #N/A | Material Claiming | 0 |  |  | #N/A |  |  |  | 0 |  |  | SLM |  |  | REM
| - | #N/A | #N/A | #N/A | Material Claiming | 0 |  |  | #N/A |  |  |  | 0 |  |  | SLM |  |  | REM
| - | #N/A | #N/A | #N/A | Material Claiming | 0 |  |  | #N/A |  |  |  | 0 |  |  | SLM |  |  | REM
| - | #N/A | #N/A | #N/A | Material Claiming | 0 |  |  | #N/A |  |  |  | 0 |  |  | SLM |  |  | REM
| - | #N/A | #N/A | #N/A | Material Claiming | 0 |  |  | #N/A |  |  |  | 0 |  |  | SLM |  |  | REM
| - | #N/A | #N/A | #N/A | Material Claiming | 0 |  |  | #N/A |  |  |  | 0 |  |  | SLM |  |  | REM
| - | #N/A | #N/A | #N/A | Material Claiming | 0 |  |  | #N/A |  |  |  | 0 |  |  | SLM |  |  | REM
| - | #N/A | #N/A | #N/A | Material Claiming | 0 |  |  | #N/A |  |  |  | 0 |  |  | SLM |  |  | REM
| - | #N/A | #N/A | #N/A | Material Claiming | 0 |  |  | #N/A |  |  |  | 0 |  |  | SLM |  |  | REM
| - | #N/A | #N/A | #N/A | Material Claiming | 0 |  |  | #N/A |  |  |  | 0 |  |  | SLM |  |  | REM
| - | #N/A | #N/A | #N/A | Material Claiming | 0 |  |  | #N/A |  |  |  | 0 |  |  | SLM |  |  | REM
| - | #N/A | #N/A | #N/A | Material Claiming | 0 |  |  | #N/A |  |  |  | 0 |  |  | SLM |  |  | REM
| - | #N/A | #N/A | #N/A | Material Claiming | 0 |  |  | #N/A |  |  |  | 0 |  |  | SLM |  |  | REM
| - | #N/A | #N/A | #N/A | Material Claiming | 0 |  |  | #N/A |  |  |  | 0 |  |  | SLM |  |  | REM
| - | #N/A | #N/A | #N/A | Material Claiming | 0 |  |  | #N/A |  |  |  | 0 |  |  | SLM |  |  | REM
| - | #N/A | #N/A | #N/A | Material Claiming | 0 |  |  | #N/A |  |  |  | 0 |  |  | SLM |  |  | REM
| - | #N/A | #N/A | #N/A | Material Claiming | 0 |  |  | #N/A |  |  |  | 0 |  |  | SLM |  |  | REM
| - | #N/A | #N/A | #N/A | Material Claiming | 0 |  |  | #N/A |  |  |  | 0 |  |  | SLM |  |  | REM
| - | #N/A | #N/A | #N/A | Material Claiming | 0 |  |  | #N/A |  |  |  | 0 |  |  | SLM |  |  | REM
| - | #N/A | #N/A | #N/A | Material Claiming | 0 |  |  | #N/A |  |  |  | 0 |  |  | SLM |  |  | REM
| - | #N/A | #N/A | #N/A | Material Claiming | 0 |  |  | #N/A |  |  |  | 0 |  |  | SLM |  |  | REM
| - | #N/A | #N/A | #N/A | Material Claiming | 0 |  |  | #N/A |  |  |  | 0 |  |  | SLM |  |  | REM
| - | #N/A | #N/A | #N/A | Material Claiming | 0 |  |  | #N/A |  |  |  | 0 |  |  | SLM |  |  | REM
| - | #N/A | #N/A | #N/A | Material Claiming | 0 |  |  | #N/A |  |  |  | 0 |  |  | SLM |  |  | REM
| - | #N/A | #N/A | #N/A | Material Claiming | 0 |  |  | #N/A |  |  |  | 0 |  |  | SLM |  |  | REM
| - | #N/A | #N/A | #N/A | Material Claiming | 0 |  |  | #N/A |  |  |  | 0 |  |  | SLM |  |  | REM
| - | #N/A | #N/A | #N/A | Material Claiming | 0 |  |  | #N/A |  |  |  | 0 |  |  | SLM |  |  | REM
| - | #N/A | #N/A | #N/A | Material Claiming | 0 |  |  | #N/A |  |  |  | 0 |  |  | SLM |  |  | REM
| - | #N/A | #N/A | #N/A | Material Claiming | 0 |  |  | #N/A |  |  |  | 0 |  |  | SLM |  |  | REM
| - | #N/A | #N/A | #N/A | Material Claiming | 0 |  |  | #N/A |  |  |  | 0 |  |  | SLM |  |  | REM
| - | #N/A | #N/A | #N/A | Material Claiming | 0 |  |  | #N/A |  |  |  | 0 |  |  | SLM |  |  | REM
| - | #N/A | #N/A | #N/A | Material Claiming | 0 |  |  | #N/A |  |  |  | 0 |  |  | SLM |  |  | REM
| - | #N/A | #N/A | #N/A | Material Claiming | 0 |  |  | #N/A |  |  |  | 0 |  |  | SLM |  |  | REM
| - | #N/A | #N/A | #N/A | Material Claiming | 0 |  |  | #N/A |  |  |  | 0 |  |  | SLM |  |  | REM
| - | #N/A | #N/A | #N/A | Material Claiming | 0 |  |  | #N/A |  |  |  | 0 |  |  | SLM |  |  | REM
| - | #N/A | #N/A | #N/A | Material Claiming | 0 |  |  | #N/A |  |  |  | 0 |  |  | SLM |  |  | REM
| - | #N/A | #N/A | #N/A | Material Claiming | 0 |  |  | #N/A |  |  |  | 0 |  |  | SLM |  |  | REM
| - | #N/A | #N/A | #N/A | Material Claiming | 0 |  |  | #N/A |  |  |  | 0 |  |  | SLM |  |  | REM
| - | #N/A | #N/A | #N/A | Material Claiming | 0 |  |  | #N/A |  |  |  | 0 |  |  | SLM |  |  | REM
| - | #N/A | #N/A | #N/A | Material Claiming | 0 |  |  | #N/A |  |  |  | 0 |  |  | SLM |  |  | REM
| - | #N/A | #N/A | #N/A | Material Claiming | 0 |  |  | #N/A |  |  |  | 0 |  |  | SLM |  |  | REM
| - | #N/A | #N/A | #N/A | Material Claiming | 0 |  |  | #N/A |  |  |  | 0 |  |  | SLM |  |  | REM
| - | #N/A | #N/A | #N/A | Material Claiming | 0 |  |  | #N/A |  |  |  | 0 |  |  | SLM |  |  | REM
| - | #N/A | #N/A | #N/A | Material Claiming | 0 |  |  | #N/A |  |  |  | 0 |  |  | SLM |  |  | REM
| - | #N/A | #N/A | #N/A | Material Claiming | 0 |  |  | #N/A |  |  |  | 0 |  |  | SLM |  |  | REM
| - | #N/A | #N/A | #N/A | Material Claiming | 0 |  |  | #N/A |  |  |  | 0 |  |  | SLM |  |  | REM
| - | #N/A | #N/A | #N/A | Material Claiming | 0 |  |  | #N/A |  |  |  | 0 |  |  | SLM |  |  | REM
| - | #N/A | #N/A | #N/A | Material Claiming | 0 |  |  | #N/A |  |  |  | 0 |  |  | SLM |  |  | REM
| - | #N/A | #N/A | #N/A | Material Claiming | 0 |  |  | #N/A |  |  |  | 0 |  |  | SLM |  |  | REM
| - | #N/A | #N/A | #N/A | Material Claiming | 0 |  |  | #N/A |  |  |  | 0 |  |  | SLM |  |  | REM
| - | #N/A | #N/A | #N/A | Material Claiming | 0 |  |  | #N/A |  |  |  | 0 |  |  | SLM |  |  | REM
| - | #N/A | #N/A | #N/A | Material Claiming | 0 |  |  | #N/A |  |  |  | 0 |  |  | SLM |  |  | REM
| - | #N/A | #N/A | #N/A | Material Claiming | 0 |  |  | #N/A |  |  |  | 0 |  |  | SLM |  |  | REM
| - | #N/A | #N/A | #N/A | Material Claiming | 0 |  |  | #N/A |  |  |  | 0 |  |  | SLM |  |  | REM
| - | #N/A | #N/A | #N/A | Material Claiming | 0 |  |  | #N/A |  |  |  | 0 |  |  | SLM |  |  | REM
| - | #N/A | #N/A | #N/A | Material Claiming | 0 |  |  | #N/A |  |  |  | 0 |  |  | SLM |  |  | REM
| - | #N/A | #N/A | #N/A | Material Claiming | 0 |  |  | #N/A |  |  |  | 0 |  |  | SLM |  |  | REM
| - | #N/A | #N/A | #N/A | Material Claiming | 0 |  |  | #N/A |  |  |  | 0 |  |  | SLM |  |  | REM
| - | #N/A | #N/A | #N/A | Material Claiming | 0 |  |  | #N/A |  |  |  | 0 |  |  | SLM |  |  | REM
| - | #N/A | #N/A | #N/A | Material Claiming | 0 |  |  | #N/A |  |  |  | 0 |  |  | SLM |  |  | REM
| - | #N/A | #N/A | #N/A | Material Claiming | 0 |  |  | #N/A |  |  |  | 0 |  |  | SLM |  |  | REM
| - | #N/A | #N/A | #N/A | Material Claiming | 0 |  |  | #N/A |  |  |  | 0 |  |  | SLM |  |  | REM
| - | #N/A | #N/A | #N/A | Material Claiming | 0 |  |  | #N/A |  |  |  | 0 |  |  | SLM |  |  | REM
| - | #N/A | #N/A | #N/A | Material Claiming | 0 |  |  | #N/A |  |  |  | 0 |  |  | SLM |  |  | REM
| - | #N/A | #N/A | #N/A | Material Claiming | 0 |  |  | #N/A |  |  |  | 0 |  |  | SLM |  |  | REM
| - | #N/A | #N/A | #N/A | Material Claiming | 0 |  |  | #N/A |  |  |  | 0 |  |  | SLM |  |  | REM
| - | #N/A | #N/A | #N/A | Material Claiming | 0 |  |  | #N/A |  |  |  | 0 |  |  | SLM |  |  | REM
| - | #N/A | #N/A | #N/A | Material Claiming | 0 |  |  | #N/A |  |  |  | 0 |  |  | SLM |  |  | REM
| - | #N/A | #N/A | #N/A | Material Claiming | 0 |  |  | #N/A |  |  |  | 0 |  |  | SLM |  |  | REM
| - | #N/A | #N/A | #N/A | Material Claiming | 0 |  |  | #N/A |  |  |  | 0 |  |  | SLM |  |  | REM
| - | #N/A | #N/A | #N/A | Material Claiming | 0 |  |  | #N/A |  |  |  | 0 |  |  | SLM |  |  | REM
| - | #N/A | #N/A | #N/A | Material Claiming | 0 |  |  | #N/A |  |  |  | 0 |  |  | SLM |  |  | REM
| - | #N/A | #N/A | #N/A | Material Claiming | 0 |  |  | #N/A |  |  |  | 0 |  |  | SLM |  |  | REM
| - | #N/A | #N/A | #N/A | Material Claiming | 0 |  |  | #N/A |  |  |  | 0 |  |  | SLM |  |  | REM
| - | #N/A | #N/A | #N/A | Material Claiming | 0 |  |  | #N/A |  |  |  | 0 |  |  | SLM |  |  | REM
| - | #N/A | #N/A | #N/A | Material Claiming | 0 |  |  | #N/A |  |  |  | 0 |  |  | SLM |  |  | REM
| - | #N/A | #N/A | #N/A | Material Claiming | 0 |  |  | #N/A |  |  |  | 0 |  |  | SLM |  |  | REM
| - | #N/A | #N/A | #N/A | Material Claiming | 0 |  |  | #N/A |  |  |  | 0 |  |  | SLM |  |  | REM
| - | #N/A | #N/A | #N/A | Material Claiming | 0 |  |  | #N/A |  |  |  | 0 |  |  | SLM |  |  | REM
| - | #N/A | #N/A | #N/A | Material Claiming | 0 |  |  | #N/A |  |  |  | 0 |  |  | SLM |  |  | REM
| - | #N/A | #N/A | #N/A | Material Claiming | 0 |  |  | #N/A |  |  |  | 0 |  |  | SLM |  |  | REM
| - | #N/A | #N/A | #N/A | Material Claiming | 0 |  |  | #N/A |  |  |  | 0 |  |  | SLM |  |  | REM
| - | #N/A | #N/A | #N/A | Material Claiming | 0 |  |  | #N/A |  |  |  | 0 |  |  | SLM |  |  | REM
| - | #N/A | #N/A | #N/A | Material Claiming | 0 |  |  | #N/A |  |  |  | 0 |  |  | SLM |  |  | REM
| - | #N/A | #N/A | #N/A | Material Claiming | 0 |  |  | #N/A |  |  |  | 0 |  |  | SLM |  |  | REM
| - | #N/A | #N/A | #N/A | Material Claiming | 0 |  |  | #N/A |  |  |  | 0 |  |  | SLM |  |  | REM
| - | #N/A | #N/A | #N/A | Material Claiming | 0 |  |  | #N/A |  |  |  | 0 |  |  | SLM |  |  | REM
| - | #N/A | #N/A | #N/A | Material Claiming | 0 |  |  | #N/A |  |  |  | 0 |  |  | SLM |  |  | REM
| - | #N/A | #N/A | #N/A | Material Claiming | 0 |  |  | #N/A |  |  |  | 0 |  |  | SLM |  |  | REM
| - | #N/A | #N/A | #N/A | Material Claiming | 0 |  |  | #N/A |  |  |  | 0 |  |  | SLM |  |  | REM
| - | #N/A | #N/A | #N/A | Material Claiming | 0 |  |  | #N/A |  |  |  | 0 |  |  | SLM |  |  | REM
| - | #N/A | #N/A | #N/A | Material Claiming | 0 |  |  | #N/A |  |  |  | 0 |  |  | SLM |  |  | REM
| - | #N/A | #N/A | #N/A | Material Claiming | 0 |  |  | #N/A |  |  |  | 0 |  |  | SLM |  |  | REM
| - | #N/A | #N/A | #N/A | Material Claiming | 0 |  |  | #N/A |  |  |  | 0 |  |  | SLM |  |  | REM
| - | #N/A | #N/A | #N/A | Material Claiming | 0 |  |  | #N/A |  |  |  | 0 |  |  | SLM |  |  | REM
| - | #N/A | #N/A | #N/A | Material Claiming | 0 |  |  | #N/A |  |  |  | 0 |  |  | SLM |  |  | REM
| - | #N/A | #N/A | #N/A | Material Claiming | 0 |  |  | #N/A |  |  |  | 0 |  |  | SLM |  |  | REM
| - | #N/A | #N/A | #N/A | Material Claiming | 0 |  |  | #N/A |  |  |  | 0 |  |  | SLM |  |  | REM
| - | #N/A | #N/A | #N/A | Material Claiming | 0 |  |  | #N/A |  |  |  | 0 |  |  | SLM |  |  | REM
| - | #N/A | #N/A | #N/A | Material Claiming | 0 |  |  | #N/A |  |  |  | 0 |  |  | SLM |  |  | REM
| - | #N/A | #N/A | #N/A | Material Claiming | 0 |  |  | #N/A |  |  |  | 0 |  |  | SLM |  |  | REM
| - | #N/A | #N/A | #N/A | Material Claiming | 0 |  |  | #N/A |  |  |  | 0 |  |  | SLM |  |  | REM
| - | #N/A | #N/A | #N/A | Material Claiming | 0 |  |  | #N/A |  |  |  | 0 |  |  | SLM |  |  | REM
| - | #N/A | #N/A | #N/A | Material Claiming | 0 |  |  | #N/A |  |  |  | 0 |  |  | SLM |  |  | REM
| - | #N/A | #N/A | #N/A | Material Claiming | 0 |  |  | #N/A |  |  |  | 0 |  |  | SLM |  |  | REM
| - | #N/A | #N/A | #N/A | Material Claiming | 0 |  |  | #N/A |  |  |  | 0 |  |  | SLM |  |  | REM
| - | #N/A | #N/A | #N/A | Material Claiming | 0 |  |  | #N/A |  |  |  | 0 |  |  | SLM |  |  | REM
| - | #N/A | #N/A | #N/A | Material Claiming | 0 |  |  | #N/A |  |  |  | 0 |  |  | SLM |  |  | REM
| - | #N/A | #N/A | #N/A | Material Claiming | 0 |  |  | #N/A |  |  |  | 0 |  |  | SLM |  |  | REM
| - | #N/A | #N/A | #N/A | Material Claiming | 0 |  |  | #N/A |  |  |  | 0 |  |  | SLM |  |  | REM
| - | #N/A | #N/A | #N/A | Material Claiming | 0 |  |  | #N/A |  |  |  | 0 |  |  | SLM |  |  | REM
| - | #N/A | #N/A | #N/A | Material Claiming | 0 |  |  | #N/A |  |  |  | 0 |  |  | SLM |  |  | REM
| - | #N/A | #N/A | #N/A | Material Claiming | 0 |  |  | #N/A |  |  |  | 0 |  |  | SLM |  |  | REM
| - | #N/A | #N/A | #N/A | Material Claiming | 0 |  |  | #N/A |  |  |  | 0 |  |  | SLM |  |  | REM
| - | #N/A | #N/A | #N/A | Material Claiming | 0 |  |  | #N/A |  |  |  | 0 |  |  | SLM |  |  | REM
| - | #N/A | #N/A | #N/A | Material Claiming | 0 |  |  | #N/A |  |  |  | 0 |  |  | SLM |  |  | REM
| - | #N/A | #N/A | #N/A | Material Claiming | 0 |  |  | #N/A |  |  |  | 0 |  |  | SLM |  |  | REM
| - | #N/A | #N/A | #N/A | Material Claiming | 0 |  |  | #N/A |  |  |  | 0 |  |  | SLM |  |  | REM
| - | #N/A | #N/A | #N/A | Material Claiming | 0 |  |  | #N/A |  |  |  | 0 |  |  | SLM |  |  | REM
| - | #N/A | #N/A | #N/A | Material Claiming | 0 |  |  | #N/A |  |  |  | 0 |  |  | SLM |  |  | REM
| - | #N/A | #N/A | #N/A | Material Claiming | 0 |  |  | #N/A |  |  |  | 0 |  |  | SLM |  |  | REM
| - | #N/A | #N/A | #N/A | Material Claiming | 0 |  |  | #N/A |  |  |  | 0 |  |  | SLM |  |  | REM
| - | #N/A | #N/A | #N/A | Material Claiming | 0 |  |  | #N/A |  |  |  | 0 |  |  | SLM |  |  | REM
| - | #N/A | #N/A | #N/A | Material Claiming | 0 |  |  | #N/A |  |  |  | 0 |  |  | SLM |  |  | REM
| - | #N/A | #N/A | #N/A | Material Claiming | 0 |  |  | #N/A |  |  |  | 0 |  |  | SLM |  |  | REM
| - | #N/A | #N/A | #N/A | Material Claiming | 0 |  |  | #N/A |  |  |  | 0 |  |  | SLM |  |  | REM
| - | #N/A | #N/A | #N/A | Material Claiming | 0 |  |  | #N/A |  |  |  | 0 |  |  | SLM |  |  | REM
| - | #N/A | #N/A | #N/A | Material Claiming | 0 |  |  | #N/A |  |  |  | 0 |  |  | SLM |  |  | REM
| - | #N/A | #N/A | #N/A | Material Claiming | 0 |  |  | #N/A |  |  |  | 0 |  |  | SLM |  |  | REM
| - | #N/A | #N/A | #N/A | Material Claiming | 0 |  |  | #N/A |  |  |  | 0 |  |  | SLM |  |  | REM
| - | #N/A | #N/A | #N/A | Material Claiming | 0 |  |  | #N/A |  |  |  | 0 |  |  | SLM |  |  | REM
| - | #N/A | #N/A | #N/A | Material Claiming | 0 |  |  | #N/A |  |  |  | 0 |  |  | SLM |  |  | REM
| - | #N/A | #N/A | #N/A | Material Claiming | 0 |  |  | #N/A |  |  |  | 0 |  |  | SLM |  |  | REM
| - | #N/A | #N/A | #N/A | Material Claiming | 0 |  |  | #N/A |  |  |  | 0 |  |  | SLM |  |  | REM
| - | #N/A | #N/A | #N/A | Material Claiming | 0 |  |  | #N/A |  |  |  | 0 |  |  | SLM |  |  | REM
| - | #N/A | #N/A | #N/A | Material Claiming | 0 |  |  | #N/A |  |  |  | 0 |  |  | SLM |  |  | REM
| - | #N/A | #N/A | #N/A | Material Claiming | 0 |  |  | #N/A |  |  |  | 0 |  |  | SLM |  |  | REM
| - | #N/A | #N/A | #N/A | Material Claiming | 0 |  |  | #N/A |  |  |  | 0 |  |  | SLM |  |  | REM
| - | #N/A | #N/A | #N/A | Material Claiming | 0 |  |  | #N/A |  |  |  | 0 |  |  | SLM |  |  | REM
| - | #N/A | #N/A | #N/A | Material Claiming | 0 |  |  | #N/A |  |  |  | 0 |  |  | SLM |  |  | REM
| - | #N/A | #N/A | #N/A | Material Claiming | 0 |  |  | #N/A |  |  |  | 0 |  |  | SLM |  |  | REM
| - | #N/A | #N/A | #N/A | Material Claiming | 0 |  |  | #N/A |  |  |  | 0 |  |  | SLM |  |  | REM
| - | #N/A | #N/A | #N/A | Material Claiming | 0 |  |  | #N/A |  |  |  | 0 |  |  | SLM |  |  | REM
| - | #N/A | #N/A | #N/A | Material Claiming | 0 |  |  | #N/A |  |  |  | 0 |  |  | SLM |  |  | REM
| - | #N/A | #N/A | #N/A | Material Claiming | 0 |  |  | #N/A |  |  |  | 0 |  |  | SLM |  |  | REM
| - | #N/A | #N/A | #N/A | Material Claiming | 0 |  |  | #N/A |  |  |  | 0 |  |  | SLM |  |  | REM
| - | #N/A | #N/A | #N/A | Material Claiming | 0 |  |  | #N/A |  |  |  | 0 |  |  | SLM |  |  | REM
| - | #N/A | #N/A | #N/A | Material Claiming | 0 |  |  | #N/A |  |  |  | 0 |  |  | SLM |  |  | REM
| - | #N/A | #N/A | #N/A | Material Claiming | 0 |  |  | #N/A |  |  |  | 0 |  |  | SLM |  |  | REM
| - | #N/A | #N/A | #N/A | Material Claiming | 0 |  |  | #N/A |  |  |  | 0 |  |  | SLM |  |  | REM
| - | #N/A | #N/A | #N/A | Material Claiming | 0 |  |  | #N/A |  |  |  | 0 |  |  | SLM |  |  | REM
| - | #N/A | #N/A | #N/A | Material Claiming | 0 |  |  | #N/A |  |  |  | 0 |  |  | SLM |  |  | REM
| - | #N/A | #N/A | #N/A | Material Claiming | 0 |  |  | #N/A |  |  |  | 0 |  |  | SLM |  |  | REM
| - | #N/A | #N/A | #N/A | Material Claiming | 0 |  |  | #N/A |  |  |  | 0 |  |  | SLM |  |  | REM
| - | #N/A | #N/A | #N/A | Material Claiming | 0 |  |  | #N/A |  |  |  | 0 |  |  | SLM |  |  | REM
| - | #N/A | #N/A | #N/A | Material Claiming | 0 |  |  | #N/A |  |  |  | 0 |  |  | SLM |  |  | REM
| - | #N/A | #N/A | #N/A | Material Claiming | 0 |  |  | #N/A |  |  |  | 0 |  |  | SLM |  |  | REM
| - | #N/A | #N/A | #N/A | Material Claiming | 0 |  |  | #N/A |  |  |  | 0 |  |  | SLM |  |  | REM
| - | #N/A | #N/A | #N/A | Material Claiming | 0 |  |  | #N/A |  |  |  | 0 |  |  | SLM |  |  | REM
| - | #N/A | #N/A | #N/A | Material Claiming | 0 |  |  | #N/A |  |  |  | 0 |  |  | SLM |  |  | REM
| - | #N/A | #N/A | #N/A | Material Claiming | 0 |  |  | #N/A |  |  |  | 0 |  |  | SLM |  |  | REM
| - | #N/A | #N/A | #N/A | Material Claiming | 0 |  |  | #N/A |  |  |  | 0 |  |  | SLM |  |  | REM
| - | #N/A | #N/A | #N/A | Material Claiming | 0 |  |  | #N/A |  |  |  | 0 |  |  | SLM |  |  | REM
| - | #N/A | #N/A | #N/A | Material Claiming | 0 |  |  | #N/A |  |  |  | 0 |  |  | SLM |  |  | REM
| - | #N/A | #N/A | #N/A | Material Claiming | 0 |  |  | #N/A |  |  |  | 0 |  |  | SLM |  |  | REM
| - | #N/A | #N/A | #N/A | Material Claiming | 0 |  |  | #N/A |  |  |  | 0 |  |  | SLM |  |  | REM
| - | #N/A | #N/A | #N/A | Material Claiming | 0 |  |  | #N/A |  |  |  | 0 |  |  | SLM |  |  | REM
| - | #N/A | #N/A | #N/A | Material Claiming | 0 |  |  | #N/A |  |  |  | 0 |  |  | SLM |  |  | REM
| - | #N/A | #N/A | #N/A | Material Claiming | 0 |  |  | #N/A |  |  |  | 0 |  |  | SLM |  |  | REM
| - | #N/A | #N/A | #N/A | Material Claiming | 0 |  |  | #N/A |  |  |  | 0 |  |  | SLM |  |  | REM
| - | #N/A | #N/A | #N/A | Material Claiming | 0 |  |  | #N/A |  |  |  | 0 |  |  | SLM |  |  | REM
| - | #N/A | #N/A | #N/A | Material Claiming | 0 |  |  | #N/A |  |  |  | 0 |  |  | SLM |  |  | REM
| - | #N/A | #N/A | #N/A | Material Claiming | 0 |  |  | #N/A |  |  |  | 0 |  |  | SLM |  |  | REM
| - | #N/A | #N/A | #N/A | Material Claiming | 0 |  |  | #N/A |  |  |  | 0 |  |  | SLM |  |  | REM
| - | #N/A | #N/A | #N/A | Material Claiming | 0 |  |  | #N/A |  |  |  | 0 |  |  | SLM |  |  | REM
| - | #N/A | #N/A | #N/A | Material Claiming | 0 |  |  | #N/A |  |  |  | 0 |  |  | SLM |  |  | REM
| - | #N/A | #N/A | #N/A | Material Claiming | 0 |  |  | #N/A |  |  |  | 0 |  |  | SLM |  |  | REM
| - | #N/A | #N/A | #N/A | Material Claiming | 0 |  |  | #N/A |  |  |  | 0 |  |  | SLM |  |  | REM
| - | #N/A | #N/A | #N/A | Material Claiming | 0 |  |  | #N/A |  |  |  | 0 |  |  | SLM |  |  | REM
| - | #N/A | #N/A | #N/A | Material Claiming | 0 |  |  | #N/A |  |  |  | 0 |  |  | SLM |  |  | REM
| - | #N/A | #N/A | #N/A | Material Claiming | 0 |  |  | #N/A |  |  |  | 0 |  |  | SLM |  |  | REM
| - | #N/A | #N/A | #N/A | Material Claiming | 0 |  |  | #N/A |  |  |  | 0 |  |  | SLM |  |  | REM
| - | #N/A | #N/A | #N/A | Material Claiming | 0 |  |  | #N/A |  |  |  | 0 |  |  | SLM |  |  | REM
| - | #N/A | #N/A | #N/A | Material Claiming | 0 |  |  | #N/A |  |  |  | 0 |  |  | SLM |  |  | REM
| - | #N/A | #N/A | #N/A | Material Claiming | 0 |  |  | #N/A |  |  |  | 0 |  |  | SLM |  |  | REM
| - | #N/A | #N/A | #N/A | Material Claiming | 0 |  |  | #N/A |  |  |  | 0 |  |  | SLM |  |  | REM
| - | #N/A | #N/A | #N/A | Material Claiming | 0 |  |  | #N/A |  |  |  | 0 |  |  | SLM |  |  | REM
| - | #N/A | #N/A | #N/A | Material Claiming | 0 |  |  | #N/A |  |  |  | 0 |  |  | SLM |  |  | REM
| - | #N/A | #N/A | #N/A | Material Claiming | 0 |  |  | #N/A |  |  |  | 0 |  |  | SLM |  |  | REM
| - | #N/A | #N/A | #N/A | Material Claiming | 0 |  |  | #N/A |  |  |  | 0 |  |  | SLM |  |  | REM
| - | #N/A | #N/A | #N/A | Material Claiming | 0 |  |  | #N/A |  |  |  | 0 |  |  | SLM |  |  | REM
| - | #N/A | #N/A | #N/A | Material Claiming | 0 |  |  | #N/A |  |  |  | 0 |  |  | SLM |  |  | REM
| - | #N/A | #N/A | #N/A | Material Claiming | 0 |  |  | #N/A |  |  |  | 0 |  |  | SLM |  |  | REM
| - | #N/A | #N/A | #N/A | Material Claiming | 0 |  |  | #N/A |  |  |  | 0 |  |  | SLM |  |  | REM
| - | #N/A | #N/A | #N/A | Material Claiming | 0 |  |  | #N/A |  |  |  | 0 |  |  | SLM |  |  | REM
| - | #N/A | #N/A | #N/A | Material Claiming | 0 |  |  | #N/A |  |  |  | 0 |  |  | SLM |  |  | REM
| - | #N/A | #N/A | #N/A | Material Claiming | 0 |  |  | #N/A |  |  |  | 0 |  |  | SLM |  |  | REM
| - | #N/A | #N/A | #N/A | Material Claiming | 0 |  |  | #N/A |  |  |  | 0 |  |  | SLM |  |  | REM
| - | #N/A | #N/A | #N/A | Material Claiming | 0 |  |  | #N/A |  |  |  | 0 |  |  | SLM |  |  | REM
| - | #N/A | #N/A | #N/A | Material Claiming | 0 |  |  | #N/A |  |  |  | 0 |  |  | SLM |  |  | REM
| - | #N/A | #N/A | #N/A | Material Claiming | 0 |  |  | #N/A |  |  |  | 0 |  |  | SLM |  |  | REM
| - | #N/A | #N/A | #N/A | Material Claiming | 0 |  |  | #N/A |  |  |  | 0 |  |  | SLM |  |  | REM
| - | #N/A | #N/A | #N/A | Material Claiming | 0 |  |  | #N/A |  |  |  | 0 |  |  | SLM |  |  | REM
| - | #N/A | #N/A | #N/A | Material Claiming | 0 |  |  | #N/A |  |  |  | 0 |  |  | SLM |  |  | REM
| - | #N/A | #N/A | #N/A | Material Claiming | 0 |  |  | #N/A |  |  |  | 0 |  |  | SLM |  |  | REM
| - | #N/A | #N/A | #N/A | Material Claiming | 0 |  |  | #N/A |  |  |  | 0 |  |  | SLM |  |  | REM
| - | #N/A | #N/A | #N/A | Material Claiming | 0 |  |  | #N/A |  |  |  | 0 |  |  | SLM |  |  | REM
| - | #N/A | #N/A | #N/A | Material Claiming | 0 |  |  | #N/A |  |  |  | 0 |  |  | SLM |  |  | REM
| - | #N/A | #N/A | #N/A | Material Claiming | 0 |  |  | #N/A |  |  |  | 0 |  |  | SLM |  |  | REM
| - | #N/A | #N/A | #N/A | Material Claiming | 0 |  |  | #N/A |  |  |  | 0 |  |  | SLM |  |  | REM
| - | #N/A | #N/A | #N/A | Material Claiming | 0 |  |  | #N/A |  |  |  | 0 |  |  | SLM |  |  | REM
| - | #N/A | #N/A | #N/A | Material Claiming | 0 |  |  | #N/A |  |  |  | 0 |  |  | SLM |  |  | REM
| - | #N/A | #N/A | #N/A | Material Claiming | 0 |  |  | #N/A |  |  |  | 0 |  |  | SLM |  |  | REM
| - | #N/A | #N/A | #N/A | Material Claiming | 0 |  |  | #N/A |  |  |  | 0 |  |  | SLM |  |  | REM
| - | #N/A | #N/A | #N/A | Material Claiming | 0 |  |  | #N/A |  |  |  | 0 |  |  | SLM |  |  | REM
| - | #N/A | #N/A | #N/A | Material Claiming | 0 |  |  | #N/A |  |  |  | 0 |  |  | SLM |  |  | REM
| - | #N/A | #N/A | #N/A | Material Claiming | 0 |  |  | #N/A |  |  |  | 0 |  |  | SLM |  |  | REM
| - | #N/A | #N/A | #N/A | Material Claiming | 0 |  |  | #N/A |  |  |  | 0 |  |  | SLM |  |  | REM
| - | #N/A | #N/A | #N/A | Material Claiming | 0 |  |  | #N/A |  |  |  | 0 |  |  | SLM |  |  | REM
| - | #N/A | #N/A | #N/A | Material Claiming | 0 |  |  | #N/A |  |  |  | 0 |  |  | SLM |  |  | REM
| - | #N/A | #N/A | #N/A | Material Claiming | 0 |  |  | #N/A |  |  |  | 0 |  |  | SLM |  |  | REM
| - | #N/A | #N/A | #N/A | Material Claiming | 0 |  |  | #N/A |  |  |  | 0 |  |  | SLM |  |  | REM
| - | #N/A | #N/A | #N/A | Material Claiming | 0 |  |  | #N/A |  |  |  | 0 |  |  | SLM |  |  | REM
| - | #N/A | #N/A | #N/A | Material Claiming | 0 |  |  | #N/A |  |  |  | 0 |  |  | SLM |  |  | REM
| - | #N/A | #N/A | #N/A | Material Claiming | 0 |  |  | #N/A |  |  |  | 0 |  |  | SLM |  |  | REM
| - | #N/A | #N/A | #N/A | Material Claiming | 0 |  |  | #N/A |  |  |  | 0 |  |  | SLM |  |  | REM
| - | #N/A | #N/A | #N/A | Material Claiming | 0 |  |  | #N/A |  |  |  | 0 |  |  | SLM |  |  | REM
| - | #N/A | #N/A | #N/A | Material Claiming | 0 |  |  | #N/A |  |  |  | 0 |  |  | SLM |  |  | REM
| - | #N/A | #N/A | #N/A | Material Claiming | 0 |  |  | #N/A |  |  |  | 0 |  |  | SLM |  |  | REM
| - | #N/A | #N/A | #N/A | Material Claiming | 0 |  |  | #N/A |  |  |  | 0 |  |  | SLM |  |  | REM
| - | #N/A | #N/A | #N/A | Material Claiming | 0 |  |  | #N/A |  |  |  | 0 |  |  | SLM |  |  | REM
| - | #N/A | #N/A | #N/A | Material Claiming | 0 |  |  | #N/A |  |  |  | 0 |  |  | SLM |  |  | REM
| - | #N/A | #N/A | #N/A | Material Claiming | 0 |  |  | #N/A |  |  |  | 0 |  |  | SLM |  |  | REM
| - | #N/A | #N/A | #N/A | Material Claiming | 0 |  |  | #N/A |  |  |  | 0 |  |  | SLM |  |  | REM
| - | #N/A | #N/A | #N/A | Material Claiming | 0 |  |  | #N/A |  |  |  | 0 |  |  | SLM |  |  | REM
| - | #N/A | #N/A | #N/A | Material Claiming | 0 |  |  | #N/A |  |  |  | 0 |  |  | SLM |  |  | REM
| - | #N/A | #N/A | #N/A | Material Claiming | 0 |  |  | #N/A |  |  |  | 0 |  |  | SLM |  |  | REM
| - | #N/A | #N/A | #N/A | Material Claiming | 0 |  |  | #N/A |  |  |  | 0 |  |  | SLM |  |  | REM
| - | #N/A | #N/A | #N/A | Material Claiming | 0 |  |  | #N/A |  |  |  | 0 |  |  | SLM |  |  | REM
| - | #N/A | #N/A | #N/A | Material Claiming | 0 |  |  | #N/A |  |  |  | 0 |  |  | SLM |  |  | REM
| - | #N/A | #N/A | #N/A | Material Claiming | 0 |  |  | #N/A |  |  |  | 0 |  |  | SLM |  |  | REM
| - | #N/A | #N/A | #N/A | Material Claiming | 0 |  |  | #N/A |  |  |  | 0 |  |  | SLM |  |  | REM
| - | #N/A | #N/A | #N/A | Material Claiming | 0 |  |  | #N/A |  |  |  | 0 |  |  | SLM |  |  | REM
| - | #N/A | #N/A | #N/A | Material Claiming | 0 |  |  | #N/A |  |  |  | 0 |  |  | SLM |  |  | REM
| - | #N/A | #N/A | #N/A | Material Claiming | 0 |  |  | #N/A |  |  |  | 0 |  |  | SLM |  |  | REM
| - | #N/A | #N/A | #N/A | Material Claiming | 0 |  |  | #N/A |  |  |  | 0 |  |  | SLM |  |  | REM
| - | #N/A | #N/A | #N/A | Material Claiming | 0 |  |  | #N/A |  |  |  | 0 |  |  | SLM |  |  | REM
| - | #N/A | #N/A | #N/A | Material Claiming | 0 |  |  | #N/A |  |  |  | 0 |  |  | SLM |  |  | REM
| - | #N/A | #N/A | #N/A | Material Claiming | 0 |  |  | #N/A |  |  |  | 0 |  |  | SLM |  |  | REM
| - | #N/A | #N/A | #N/A | Material Claiming | 0 |  |  | #N/A |  |  |  | 0 |  |  | SLM |  |  | REM
| - | #N/A | #N/A | #N/A | Material Claiming | 0 |  |  | #N/A |  |  |  | 0 |  |  | SLM |  |  | REM
| - | #N/A | #N/A | #N/A | Material Claiming | 0 |  |  | #N/A |  |  |  | 0 |  |  | SLM |  |  | REM
| - | #N/A | #N/A | #N/A | Material Claiming | 0 |  |  | #N/A |  |  |  | 0 |  |  | SLM |  |  | REM
| - | #N/A | #N/A | #N/A | Material Claiming | 0 |  |  | #N/A |  |  |  | 0 |  |  | SLM |  |  | REM
| - | #N/A | #N/A | #N/A | Material Claiming | 0 |  |  | #N/A |  |  |  | 0 |  |  | SLM |  |  | REM
| - | #N/A | #N/A | #N/A | Material Claiming | 0 |  |  | #N/A |  |  |  | 0 |  |  | SLM |  |  | REM
| - | #N/A | #N/A | #N/A | Material Claiming | 0 |  |  | #N/A |  |  |  | 0 |  |  | SLM |  |  | REM
| - | #N/A | #N/A | #N/A | Material Claiming | 0 |  |  | #N/A |  |  |  | 0 |  |  | SLM |  |  | REM
| - | #N/A | #N/A | #N/A | Material Claiming | 0 |  |  | #N/A |  |  |  | 0 |  |  | SLM |  |  | REM
| - | #N/A | #N/A | #N/A | Material Claiming | 0 |  |  | #N/A |  |  |  | 0 |  |  | SLM |  |  | REM
| - | #N/A | #N/A | #N/A | Material Claiming | 0 |  |  | #N/A |  |  |  | 0 |  |  | SLM |  |  | REM
| - | #N/A | #N/A | #N/A | Material Claiming | 0 |  |  | #N/A |  |  |  | 0 |  |  | SLM |  |  | REM
| - | #N/A | #N/A | #N/A | Material Claiming | 0 |  |  | #N/A |  |  |  | 0 |  |  | SLM |  |  | REM
| - | #N/A | #N/A | #N/A | Material Claiming | 0 |  |  | #N/A |  |  |  | 0 |  |  | SLM |  |  | REM
| - | #N/A | #N/A | #N/A | Material Claiming | 0 |  |  | #N/A |  |  |  | 0 |  |  | SLM |  |  | REM
| - | #N/A | #N/A | #N/A | Material Claiming | 0 |  |  | #N/A |  |  |  | 0 |  |  | SLM |  |  | REM
| - | #N/A | #N/A | #N/A | Material Claiming | 0 |  |  | #N/A |  |  |  | 0 |  |  | SLM |  |  | REM
| - | #N/A | #N/A | #N/A | Material Claiming | 0 |  |  | #N/A |  |  |  | 0 |  |  | SLM |  |  | REM
| - | #N/A | #N/A | #N/A | Material Claiming | 0 |  |  | #N/A |  |  |  | 0 |  |  | SLM |  |  | REM
| - | #N/A | #N/A | #N/A | Material Claiming | 0 |  |  | #N/A |  |  |  | 0 |  |  | SLM |  |  | REM
| - | #N/A | #N/A | #N/A | Material Claiming | 0 |  |  | #N/A |  |  |  | 0 |  |  | SLM |  |  | REM
| - | #N/A | #N/A | #N/A | Material Claiming | 0 |  |  | #N/A |  |  |  | 0 |  |  | SLM |  |  | REM
| - | #N/A | #N/A | #N/A | Material Claiming | 0 |  |  | #N/A |  |  |  | 0 |  |  | SLM |  |  | REM
| - | #N/A | #N/A | #N/A | Material Claiming | 0 |  |  | #N/A |  |  |  | 0 |  |  | SLM |  |  | REM
| - | #N/A | #N/A | #N/A | Material Claiming | 0 |  |  | #N/A |  |  |  | 0 |  |  | SLM |  |  | REM
| - | #N/A | #N/A | #N/A | Material Claiming | 0 |  |  | #N/A |  |  |  | 0 |  |  | SLM |  |  | REM
| - | #N/A | #N/A | #N/A | Material Claiming | 0 |  |  | #N/A |  |  |  | 0 |  |  | SLM |  |  | REM
| - | #N/A | #N/A | #N/A | Material Claiming | 0 |  |  | #N/A |  |  |  | 0 |  |  | SLM |  |  | REM
| - | #N/A | #N/A | #N/A | Material Claiming | 0 |  |  | #N/A |  |  |  | 0 |  |  | SLM |  |  | REM
| - | #N/A | #N/A | #N/A | Material Claiming | 0 |  |  | #N/A |  |  |  | 0 |  |  | SLM |  |  | REM
| - | #N/A | #N/A | #N/A | Material Claiming | 0 |  |  | #N/A |  |  |  | 0 |  |  | SLM |  |  | REM
| - | #N/A | #N/A | #N/A | Material Claiming | 0 |  |  | #N/A |  |  |  | 0 |  |  | SLM |  |  | REM
| - | #N/A | #N/A | #N/A | Material Claiming | 0 |  |  | #N/A |  |  |  | 0 |  |  | SLM |  |  | REM
| - | #N/A | #N/A | #N/A | Material Claiming | 0 |  |  | #N/A |  |  |  | 0 |  |  | SLM |  |  | REM
| - | #N/A | #N/A | #N/A | Material Claiming | 0 |  |  | #N/A |  |  |  | 0 |  |  | SLM |  |  | REM
| - | #N/A | #N/A | #N/A | Material Claiming | 0 |  |  | #N/A |  |  |  | 0 |  |  | SLM |  |  | REM
| - | #N/A | #N/A | #N/A | Material Claiming | 0 |  |  | #N/A |  |  |  | 0 |  |  | SLM |  |  | REM
| - | #N/A | #N/A | #N/A | Material Claiming | 0 |  |  | #N/A |  |  |  | 0 |  |  | SLM |  |  | REM
| - | #N/A | #N/A | #N/A | Material Claiming | 0 |  |  | #N/A |  |  |  | 0 |  |  | SLM |  |  | REM
| - | #N/A | #N/A | #N/A | Material Claiming | 0 |  |  | #N/A |  |  |  | 0 |  |  | SLM |  |  | REM
| - | #N/A | #N/A | #N/A | Material Claiming | 0 |  |  | #N/A |  |  |  | 0 |  |  | SLM |  |  | REM
| - | #N/A | #N/A | #N/A | Material Claiming | 0 |  |  | #N/A |  |  |  | 0 |  |  | SLM |  |  | REM
| - | #N/A | #N/A | #N/A | Material Claiming | 0 |  |  | #N/A |  |  |  | 0 |  |  | SLM |  |  | REM
| - | #N/A | #N/A | #N/A | Material Claiming | 0 |  |  | #N/A |  |  |  | 0 |  |  | SLM |  |  | REM
| - | #N/A | #N/A | #N/A | Material Claiming | 0 |  |  | #N/A |  |  |  | 0 |  |  | SLM |  |  | REM
| - | #N/A | #N/A | #N/A | Material Claiming | 0 |  |  | #N/A |  |  |  | 0 |  |  | SLM |  |  | REM
| - | #N/A | #N/A | #N/A | Material Claiming | 0 |  |  | #N/A |  |  |  | 0 |  |  | SLM |  |  | REM
| - | #N/A | #N/A | #N/A | Material Claiming | 0 |  |  | #N/A |  |  |  | 0 |  |  | SLM |  |  | REM
| - | #N/A | #N/A | #N/A | Material Claiming | 0 |  |  | #N/A |  |  |  | 0 |  |  | SLM |  |  | REM
| - | #N/A | #N/A | #N/A | Material Claiming | 0 |  |  | #N/A |  |  |  | 0 |  |  | SLM |  |  | REM
| - | #N/A | #N/A | #N/A | Material Claiming | 0 |  |  | #N/A |  |  |  | 0 |  |  | SLM |  |  | REM
| - | #N/A | #N/A | #N/A | Material Claiming | 0 |  |  | #N/A |  |  |  | 0 |  |  | SLM |  |  | REM
| - | #N/A | #N/A | #N/A | Material Claiming | 0 |  |  | #N/A |  |  |  | 0 |  |  | SLM |  |  | REM
| - | #N/A | #N/A | #N/A | Material Claiming | 0 |  |  | #N/A |  |  |  | 0 |  |  | SLM |  |  | REM
| - | #N/A | #N/A | #N/A | Material Claiming | 0 |  |  | #N/A |  |  |  | 0 |  |  | SLM |  |  | REM
| - | #N/A | #N/A | #N/A | Material Claiming | 0 |  |  | #N/A |  |  |  | 0 |  |  | SLM |  |  | REM
| - | #N/A | #N/A | #N/A | Material Claiming | 0 |  |  | #N/A |  |  |  | 0 |  |  | SLM |  |  | REM
| - | #N/A | #N/A | #N/A | Material Claiming | 0 |  |  | #N/A |  |  |  | 0 |  |  | SLM |  |  | REM
| - | #N/A | #N/A | #N/A | Material Claiming | 0 |  |  | #N/A |  |  |  | 0 |  |  | SLM |  |  | REM
| - | #N/A | #N/A | #N/A | Material Claiming | 0 |  |  | #N/A |  |  |  | 0 |  |  | SLM |  |  | REM
| - | #N/A | #N/A | #N/A | Material Claiming | 0 |  |  | #N/A |  |  |  | 0 |  |  | SLM |  |  | REM
| - | #N/A | #N/A | #N/A | Material Claiming | 0 |  |  | #N/A |  |  |  | 0 |  |  | SLM |  |  | REM
| - | #N/A | #N/A | #N/A | Material Claiming | 0 |  |  | #N/A |  |  |  | 0 |  |  | SLM |  |  | REM
| - | #N/A | #N/A | #N/A | Material Claiming | 0 |  |  | #N/A |  |  |  | 0 |  |  | SLM |  |  | REM
| - | #N/A | #N/A | #N/A | Material Claiming | 0 |  |  | #N/A |  |  |  | 0 |  |  | SLM |  |  | REM
| - | #N/A | #N/A | #N/A | Material Claiming | 0 |  |  | #N/A |  |  |  | 0 |  |  | SLM |  |  | REM
| - | #N/A | #N/A | #N/A | Material Claiming | 0 |  |  | #N/A |  |  |  | 0 |  |  | SLM |  |  | REM
| - | #N/A | #N/A | #N/A | Material Claiming | 0 |  |  | #N/A |  |  |  | 0 |  |  | SLM |  |  | REM
| - | #N/A | #N/A | #N/A | Material Claiming | 0 |  |  | #N/A |  |  |  | 0 |  |  | SLM |  |  | REM
| - | #N/A | #N/A | #N/A | Material Claiming | 0 |  |  | #N/A |  |  |  | 0 |  |  | SLM |  |  | REM
| - | #N/A | #N/A | #N/A | Material Claiming | 0 |  |  | #N/A |  |  |  | 0 |  |  | SLM |  |  | REM
| - | #N/A | #N/A | #N/A | Material Claiming | 0 |  |  | #N/A |  |  |  | 0 |  |  | SLM |  |  | REM
| - | #N/A | #N/A | #N/A | Material Claiming | 0 |  |  | #N/A |  |  |  | 0 |  |  | SLM |  |  | REM
| - | #N/A | #N/A | #N/A | Material Claiming | 0 |  |  | #N/A |  |  |  | 0 |  |  | SLM |  |  | REM
| - | #N/A | #N/A | #N/A | Material Claiming | 0 |  |  | #N/A |  |  |  | 0 |  |  | SLM |  |  | REM
| - | #N/A | #N/A | #N/A | Material Claiming | 0 |  |  | #N/A |  |  |  | 0 |  |  | SLM |  |  | REM
| - | #N/A | #N/A | #N/A | Material Claiming | 0 |  |  | #N/A |  |  |  | 0 |  |  | SLM |  |  | REM
| - | #N/A | #N/A | #N/A | Material Claiming | 0 |  |  | #N/A |  |  |  | 0 |  |  | SLM |  |  | REM
| - | #N/A | #N/A | #N/A | Material Claiming | 0 |  |  | #N/A |  |  |  | 0 |  |  | SLM |  |  | REM
| - | #N/A | #N/A | #N/A | Material Claiming | 0 |  |  | #N/A |  |  |  | 0 |  |  | SLM |  |  | REM
| - | #N/A | #N/A | #N/A | Material Claiming | 0 |  |  | #N/A |  |  |  | 0 |  |  | SLM |  |  | REM
| - | #N/A | #N/A | #N/A | Material Claiming | 0 |  |  | #N/A |  |  |  | 0 |  |  | SLM |  |  | REM
| - | #N/A | #N/A | #N/A | Material Claiming | 0 |  |  | #N/A |  |  |  | 0 |  |  | SLM |  |  | REM
| - | #N/A | #N/A | #N/A | Material Claiming | 0 |  |  | #N/A |  |  |  | 0 |  |  | SLM |  |  | REM
| - | #N/A | #N/A | #N/A | Material Claiming | 0 |  |  | #N/A |  |  |  | 0 |  |  | SLM |  |  | REM
| - | #N/A | #N/A | #N/A | Material Claiming | 0 |  |  | #N/A |  |  |  | 0 |  |  | SLM |  |  | REM
| - | #N/A | #N/A | #N/A | Material Claiming | 0 |  |  | #N/A |  |  |  | 0 |  |  | SLM |  |  | REM
| - | #N/A | #N/A | #N/A | Material Claiming | 0 |  |  | #N/A |  |  |  | 0 |  |  | SLM |  |  | REM
| - | #N/A | #N/A | #N/A | Material Claiming | 0 |  |  | #N/A |  |  |  | 0 |  |  | SLM |  |  | REM
| - | #N/A | #N/A | #N/A | Material Claiming | 0 |  |  | #N/A |  |  |  | 0 |  |  | SLM |  |  | REM
| - | #N/A | #N/A | #N/A | Material Claiming | 0 |  |  | #N/A |  |  |  | 0 |  |  | SLM |  |  | REM
| - | #N/A | #N/A | #N/A | Material Claiming | 0 |  |  | #N/A |  |  |  | 0 |  |  | SLM |  |  | REM
| - | #N/A | #N/A | #N/A | Material Claiming | 0 |  |  | #N/A |  |  |  | 0 |  |  | SLM |  |  | REM
| - | #N/A | #N/A | #N/A | Material Claiming | 0 |  |  | #N/A |  |  |  | 0 |  |  | SLM |  |  | REM
| - | #N/A | #N/A | #N/A | Material Claiming | 0 |  |  | #N/A |  |  |  | 0 |  |  | SLM |  |  | REM
| - | #N/A | #N/A | #N/A | Material Claiming | 0 |  |  | #N/A |  |  |  | 0 |  |  | SLM |  |  | REM
| - | #N/A | #N/A | #N/A | Material Claiming | 0 |  |  | #N/A |  |  |  | 0 |  |  | SLM |  |  | REM
| - | #N/A | #N/A | #N/A | Material Claiming | 0 |  |  | #N/A |  |  |  | 0 |  |  | SLM |  |  | REM
| - | #N/A | #N/A | #N/A | Material Claiming | 0 |  |  | #N/A |  |  |  | 0 |  |  | SLM |  |  | REM
| - | #N/A | #N/A | #N/A | Material Claiming | 0 |  |  | #N/A |  |  |  | 0 |  |  | SLM |  |  | REM
| - | #N/A | #N/A | #N/A | Material Claiming | 0 |  |  | #N/A |  |  |  | 0 |  |  | SLM |  |  | REM
| - | #N/A | #N/A | #N/A | Material Claiming | 0 |  |  | #N/A |  |  |  | 0 |  |  | SLM |  |  | REM
| - | #N/A | #N/A | #N/A | Material Claiming | 0 |  |  | #N/A |  |  |  | 0 |  |  | SLM |  |  | REM
| - | #N/A | #N/A | #N/A | Material Claiming | 0 |  |  | #N/A |  |  |  | 0 |  |  | SLM |  |  | REM
| - | #N/A | #N/A | #N/A | Material Claiming | 0 |  |  | #N/A |  |  |  | 0 |  |  | SLM |  |  | REM
| - | #N/A | #N/A | #N/A | Material Claiming | 0 |  |  | #N/A |  |  |  | 0 |  |  | SLM |  |  | REM
| - | #N/A | #N/A | #N/A | Material Claiming | 0 |  |  | #N/A |  |  |  | 0 |  |  | SLM |  |  | REM
| - | #N/A | #N/A | #N/A | Material Claiming | 0 |  |  | #N/A |  |  |  | 0 |  |  | SLM |  |  | REM
| - | #N/A | #N/A | #N/A | Material Claiming | 0 |  |  | #N/A |  |  |  | 0 |  |  | SLM |  |  | REM
| - | #N/A | #N/A | #N/A | Material Claiming | 0 |  |  | #N/A |  |  |  | 0 |  |  | SLM |  |  | REM
| - | #N/A | #N/A | #N/A | Material Claiming | 0 |  |  | #N/A |  |  |  | 0 |  |  | SLM |  |  | REM
| - | #N/A | #N/A | #N/A | Material Claiming | 0 |  |  | #N/A |  |  |  | 0 |  |  | SLM |  |  | REM
| - | #N/A | #N/A | #N/A | Material Claiming | 0 |  |  | #N/A |  |  |  | 0 |  |  | SLM |  |  | REM
| - | #N/A | #N/A | #N/A | Material Claiming | 0 |  |  | #N/A |  |  |  | 0 |  |  | SLM |  |  | REM
| - | #N/A | #N/A | #N/A | Material Claiming | 0 |  |  | #N/A |  |  |  | 0 |  |  | SLM |  |  | REM
| - | #N/A | #N/A | #N/A | Material Claiming | 0 |  |  | #N/A |  |  |  | 0 |  |  | SLM |  |  | REM
| - | #N/A | #N/A | #N/A | Material Claiming | 0 |  |  | #N/A |  |  |  | 0 |  |  | SLM |  |  | REM
| - | #N/A | #N/A | #N/A | Material Claiming | 0 |  |  | #N/A |  |  |  | 0 |  |  | SLM |  |  | REM
| - | #N/A | #N/A | #N/A | Material Claiming | 0 |  |  | #N/A |  |  |  | 0 |  |  | SLM |  |  | REM
| - | #N/A | #N/A | #N/A | Material Claiming | 0 |  |  | #N/A |  |  |  | 0 |  |  | SLM |  |  | REM
| - | #N/A | #N/A | #N/A | Material Claiming | 0 |  |  | #N/A |  |  |  | 0 |  |  | SLM |  |  | REM
| - | #N/A | #N/A | #N/A | Material Claiming | 0 |  |  | #N/A |  |  |  | 0 |  |  | SLM |  |  | REM
| - | #N/A | #N/A | #N/A | Material Claiming | 0 |  |  | #N/A |  |  |  | 0 |  |  | SLM |  |  | REM
| - | #N/A | #N/A | #N/A | Material Claiming | 0 |  |  | #N/A |  |  |  | 0 |  |  | SLM |  |  | REM
| - | #N/A | #N/A | #N/A | Material Claiming | 0 |  |  | #N/A |  |  |  | 0 |  |  | SLM |  |  | REM
| - | #N/A | #N/A | #N/A | Material Claiming | 0 |  |  | #N/A |  |  |  | 0 |  |  | SLM |  |  | REM
| - | #N/A | #N/A | #N/A | Material Claiming | 0 |  |  | #N/A |  |  |  | 0 |  |  | SLM |  |  | REM
| - | #N/A | #N/A | #N/A | Material Claiming | 0 |  |  | #N/A |  |  |  | 0 |  |  | SLM |  |  | REM
| - | #N/A | #N/A | #N/A | Material Claiming | 0 |  |  | #N/A |  |  |  | 0 |  |  | SLM |  |  | REM
| - | #N/A | #N/A | #N/A | Material Claiming | 0 |  |  | #N/A |  |  |  | 0 |  |  | SLM |  |  | REM
| - | #N/A | #N/A | #N/A | Material Claiming | 0 |  |  | #N/A |  |  |  | 0 |  |  | SLM |  |  | REM
| - | #N/A | #N/A | #N/A | Material Claiming | 0 |  |  | #N/A |  |  |  | 0 |  |  | SLM |  |  | REM
| - | #N/A | #N/A | #N/A | Material Claiming | 0 |  |  | #N/A |  |  |  | 0 |  |  | SLM |  |  | REM
| - | #N/A | #N/A | #N/A | Material Claiming | 0 |  |  | #N/A |  |  |  | 0 |  |  | SLM |  |  | REM
| - | #N/A | #N/A | #N/A | Material Claiming | 0 |  |  | #N/A |  |  |  | 0 |  |  | SLM |  |  | REM
| - | #N/A | #N/A | #N/A | Material Claiming | 0 |  |  | #N/A |  |  |  | 0 |  |  | SLM |  |  | REM
| - | #N/A | #N/A | #N/A | Material Claiming | 0 |  |  | #N/A |  |  |  | 0 |  |  | SLM |  |  | REM
| - | #N/A | #N/A | #N/A | Material Claiming | 0 |  |  | #N/A |  |  |  | 0 |  |  | SLM |  |  | REM
| - | #N/A | #N/A | #N/A | Material Claiming | 0 |  |  | #N/A |  |  |  | 0 |  |  | SLM |  |  | REM
| - | #N/A | #N/A | #N/A | Material Claiming | 0 |  |  | #N/A |  |  |  | 0 |  |  | SLM |  |  | REM
| - | #N/A | #N/A | #N/A | Material Claiming | 0 |  |  | #N/A |  |  |  | 0 |  |  | SLM |  |  | REM
| - | #N/A | #N/A | #N/A | Material Claiming | 0 |  |  | #N/A |  |  |  | 0 |  |  | SLM |  |  | REM
| - | #N/A | #N/A | #N/A | Material Claiming | 0 |  |  | #N/A |  |  |  | 0 |  |  | SLM |  |  | REM
| - | #N/A | #N/A | #N/A | Material Claiming | 0 |  |  | #N/A |  |  |  | 0 |  |  | SLM |  |  | REM
| - | #N/A | #N/A | #N/A | Material Claiming | 0 |  |  | #N/A |  |  |  | 0 |  |  | SLM |  |  | REM
| - | #N/A | #N/A | #N/A | Material Claiming | 0 |  |  | #N/A |  |  |  | 0 |  |  | SLM |  |  | REM
| - | #N/A | #N/A | #N/A | Material Claiming | 0 |  |  | #N/A |  |  |  | 0 |  |  | SLM |  |  | REM
| - | #N/A | #N/A | #N/A | Material Claiming | 0 |  |  | #N/A |  |  |  | 0 |  |  | SLM |  |  | REM
| - | #N/A | #N/A | #N/A | Material Claiming | 0 |  |  | #N/A |  |  |  | 0 |  |  | SLM |  |  | REM
| - | #N/A | #N/A | #N/A | Material Claiming | 0 |  |  | #N/A |  |  |  | 0 |  |  | SLM |  |  | REM
| - | #N/A | #N/A | #N/A | Material Claiming | 0 |  |  | #N/A |  |  |  | 0 |  |  | SLM |  |  | REM
| - | #N/A | #N/A | #N/A | Material Claiming | 0 |  |  | #N/A |  |  |  | 0 |  |  | SLM |  |  | REM
| - | #N/A | #N/A | #N/A | Material Claiming | 0 |  |  | #N/A |  |  |  | 0 |  |  | SLM |  |  | REM
| - | #N/A | #N/A | #N/A | Material Claiming | 0 |  |  | #N/A |  |  |  | 0 |  |  | SLM |  |  | REM
| - | #N/A | #N/A | #N/A | Material Claiming | 0 |  |  | #N/A |  |  |  | 0 |  |  | SLM |  |  | REM
| - | #N/A | #N/A | #N/A | Material Claiming | 0 |  |  | #N/A |  |  |  | 0 |  |  | SLM |  |  | REM
| - | #N/A | #N/A | #N/A | Material Claiming | 0 |  |  | #N/A |  |  |  | 0 |  |  | SLM |  |  | REM
| - | #N/A | #N/A | #N/A | Material Claiming | 0 |  |  | #N/A |  |  |  | 0 |  |  | SLM |  |  | REM
| - | #N/A | #N/A | #N/A | Material Claiming | 0 |  |  | #N/A |  |  |  | 0 |  |  | SLM |  |  | REM
| - | #N/A | #N/A | #N/A | Material Claiming | 0 |  |  | #N/A |  |  |  | 0 |  |  | SLM |  |  | REM
| - | #N/A | #N/A | #N/A | Material Claiming | 0 |  |  | #N/A |  |  |  | 0 |  |  | SLM |  |  | REM
| - | #N/A | #N/A | #N/A | Material Claiming | 0 |  |  | #N/A |  |  |  | 0 |  |  | SLM |  |  | REM
| - | #N/A | #N/A | #N/A | Material Claiming | 0 |  |  | #N/A |  |  |  | 0 |  |  | SLM |  |  | REM
| - | #N/A | #N/A | #N/A | Material Claiming | 0 |  |  | #N/A |  |  |  | 0 |  |  | SLM |  |  | REM
| - | #N/A | #N/A | #N/A | Material Claiming | 0 |  |  | #N/A |  |  |  | 0 |  |  | SLM |  |  | REM
| - | #N/A | #N/A | #N/A | Material Claiming | 0 |  |  | #N/A |  |  |  | 0 |  |  | SLM |  |  | REM
| - | #N/A | #N/A | #N/A | Material Claiming | 0 |  |  | #N/A |  |  |  | 0 |  |  | SLM |  |  | REM
| - | #N/A | #N/A | #N/A | Material Claiming | 0 |  |  | #N/A |  |  |  | 0 |  |  | SLM |  |  | REM
| - | #N/A | #N/A | #N/A | Material Claiming | 0 |  |  | #N/A |  |  |  | 0 |  |  | SLM |  |  | REM
| - | #N/A | #N/A | #N/A | Material Claiming | 0 |  |  | #N/A |  |  |  | 0 |  |  | SLM |  |  | REM
| - | #N/A | #N/A | #N/A | Material Claiming | 0 |  |  | #N/A |  |  |  | 0 |  |  | SLM |  |  | REM
| - | #N/A | #N/A | #N/A | Material Claiming | 0 |  |  | #N/A |  |  |  | 0 |  |  | SLM |  |  | REM
| - | #N/A | #N/A | #N/A | Material Claiming | 0 |  |  | #N/A |  |  |  | 0 |  |  | SLM |  |  | REM
| - | #N/A | #N/A | #N/A | Material Claiming | 0 |  |  | #N/A |  |  |  | 0 |  |  | SLM |  |  | REM
| - | #N/A | #N/A | #N/A | Material Claiming | 0 |  |  | #N/A |  |  |  | 0 |  |  | SLM |  |  | REM
| - | #N/A | #N/A | #N/A | Material Claiming | 0 |  |  | #N/A |  |  |  | 0 |  |  | SLM |  |  | REM
| - | #N/A | #N/A | #N/A | Material Claiming | 0 |  |  | #N/A |  |  |  | 0 |  |  | SLM |  |  | REM
| - | #N/A | #N/A | #N/A | Material Claiming | 0 |  |  | #N/A |  |  |  | 0 |  |  | SLM |  |  | REM
| - | #N/A | #N/A | #N/A | Material Claiming | 0 |  |  | #N/A |  |  |  | 0 |  |  | SLM |  |  | REM
| - | #N/A | #N/A | #N/A | Material Claiming | 0 |  |  | #N/A |  |  |  | 0 |  |  | SLM |  |  | REM
| - | #N/A | #N/A | #N/A | Material Claiming | 0 |  |  | #N/A |  |  |  | 0 |  |  | SLM |  |  | REM
| - | #N/A | #N/A | #N/A | Material Claiming | 0 |  |  | #N/A |  |  |  | 0 |  |  | SLM |  |  | REM
| - | #N/A | #N/A | #N/A | Material Claiming | 0 |  |  | #N/A |  |  |  | 0 |  |  | SLM |  |  | REM
| - | #N/A | #N/A | #N/A | Material Claiming | 0 |  |  | #N/A |  |  |  | 0 |  |  | SLM |  |  | REM
| - | #N/A | #N/A | #N/A | Material Claiming | 0 |  |  | #N/A |  |  |  | 0 |  |  | SLM |  |  | REM
| - | #N/A | #N/A | #N/A | Material Claiming | 0 |  |  | #N/A |  |  |  | 0 |  |  | SLM |  |  | REM
| - | #N/A | #N/A | #N/A | Material Claiming | 0 |  |  | #N/A |  |  |  | 0 |  |  | SLM |  |  | REM
| - | #N/A | #N/A | #N/A | Material Claiming | 0 |  |  | #N/A |  |  |  | 0 |  |  | SLM |  |  | REM
| - | #N/A | #N/A | #N/A | Material Claiming | 0 |  |  | #N/A |  |  |  | 0 |  |  | SLM |  |  | REM
| - | #N/A | #N/A | #N/A | Material Claiming | 0 |  |  | #N/A |  |  |  | 0 |  |  | SLM |  |  | REM
| - | #N/A | #N/A | #N/A | Material Claiming | 0 |  |  | #N/A |  |  |  | 0 |  |  | SLM |  |  | REM
| - | #N/A | #N/A | #N/A | Material Claiming | 0 |  |  | #N/A |  |  |  | 0 |  |  | SLM |  |  | REM
| - | #N/A | #N/A | #N/A | Material Claiming | 0 |  |  | #N/A |  |  |  | 0 |  |  | SLM |  |  | REM
| - | #N/A | #N/A | #N/A | Material Claiming | 0 |  |  | #N/A |  |  |  | 0 |  |  | SLM |  |  | REM
| - | #N/A | #N/A | #N/A | Material Claiming | 0 |  |  | #N/A |  |  |  | 0 |  |  | SLM |  |  | REM
| - | #N/A | #N/A | #N/A | Material Claiming | 0 |  |  | #N/A |  |  |  | 0 |  |  | SLM |  |  | REM
| - | #N/A | #N/A | #N/A | Material Claiming | 0 |  |  | #N/A |  |  |  | 0 |  |  | SLM |  |  | REM
| - | #N/A | #N/A | #N/A | Material Claiming | 0 |  |  | #N/A |  |  |  | 0 |  |  | SLM |  |  | REM
| - | #N/A | #N/A | #N/A | Material Claiming | 0 |  |  | #N/A |  |  |  | 0 |  |  | SLM |  |  | REM
| - | #N/A | #N/A | #N/A | Material Claiming | 0 |  |  | #N/A |  |  |  | 0 |  |  | SLM |  |  | REM
| - | #N/A | #N/A | #N/A | Material Claiming | 0 |  |  | #N/A |  |  |  | 0 |  |  | SLM |  |  | REM
| - | #N/A | #N/A | #N/A | Material Claiming | 0 |  |  | #N/A |  |  |  | 0 |  |  | SLM |  |  | REM
| - | #N/A | #N/A | #N/A | Material Claiming | 0 |  |  | #N/A |  |  |  | 0 |  |  | SLM |  |  | REM
| - | #N/A | #N/A | #N/A | Material Claiming | 0 |  |  | #N/A |  |  |  | 0 |  |  | SLM |  |  | REM
| - | #N/A | #N/A | #N/A | Material Claiming | 0 |  |  | #N/A |  |  |  | 0 |  |  | SLM |  |  | REM
| - | #N/A | #N/A | #N/A | Material Claiming | 0 |  |  | #N/A |  |  |  | 0 |  |  | SLM |  |  | REM
| - | #N/A | #N/A | #N/A | Material Claiming | 0 |  |  | #N/A |  |  |  | 0 |  |  | SLM |  |  | REM
| - | #N/A | #N/A | #N/A | Material Claiming | 0 |  |  | #N/A |  |  |  | 0 |  |  | SLM |  |  | REM
| - | #N/A | #N/A | #N/A | Material Claiming | 0 |  |  | #N/A |  |  |  | 0 |  |  | SLM |  |  | REM
| - | #N/A | #N/A | #N/A | Material Claiming | 0 |  |  | #N/A |  |  |  | 0 |  |  | SLM |  |  | REM
| - | #N/A | #N/A | #N/A | Material Claiming | 0 |  |  | #N/A |  |  |  | 0 |  |  | SLM |  |  | REM
| - | #N/A | #N/A | #N/A | Material Claiming | 0 |  |  | #N/A |  |  |  | 0 |  |  | SLM |  |  | REM
| - | #N/A | #N/A | #N/A | Material Claiming | 0 |  |  | #N/A |  |  |  | 0 |  |  | SLM |  |  | REM
| - | #N/A | #N/A | #N/A | Material Claiming | 0 |  |  | #N/A |  |  |  | 0 |  |  | SLM |  |  | REM
| - | #N/A | #N/A | #N/A | Material Claiming | 0 |  |  | #N/A |  |  |  | 0 |  |  | SLM |  |  | REM
| - | #N/A | #N/A | #N/A | Material Claiming | 0 |  |  | #N/A |  |  |  | 0 |  |  | SLM |  |  | REM
| - | #N/A | #N/A | #N/A | Material Claiming | 0 |  |  | #N/A |  |  |  | 0 |  |  | SLM |  |  | REM
| - | #N/A | #N/A | #N/A | Material Claiming | 0 |  |  | #N/A |  |  |  | 0 |  |  | SLM |  |  | REM
| - | #N/A | #N/A | #N/A | Material Claiming | 0 |  |  | #N/A |  |  |  | 0 |  |  | SLM |  |  | REM
| - | #N/A | #N/A | #N/A | Material Claiming | 0 |  |  | #N/A |  |  |  | 0 |  |  | SLM |  |  | REM
| - | #N/A | #N/A | #N/A | Material Claiming | 0 |  |  | #N/A |  |  |  | 0 |  |  | SLM |  |  | REM
| - | #N/A | #N/A | #N/A | Material Claiming | 0 |  |  | #N/A |  |  |  | 0 |  |  | SLM |  |  | REM
| - | #N/A | #N/A | #N/A | Material Claiming | 0 |  |  | #N/A |  |  |  | 0 |  |  | SLM |  |  | REM
| - | #N/A | #N/A | #N/A | Material Claiming | 0 |  |  | #N/A |  |  |  | 0 |  |  | SLM |  |  | REM
| - | #N/A | #N/A | #N/A | Material Claiming | 0 |  |  | #N/A |  |  |  | 0 |  |  | SLM |  |  | REM
| - | #N/A | #N/A | #N/A | Material Claiming | 0 |  |  | #N/A |  |  |  | 0 |  |  | SLM |  |  | REM
| - | #N/A | #N/A | #N/A | Material Claiming | 0 |  |  | #N/A |  |  |  | 0 |  |  | SLM |  |  | REM
| - | #N/A | #N/A | #N/A | Material Claiming | 0 |  |  | #N/A |  |  |  | 0 |  |  | SLM |  |  | REM
| - | #N/A | #N/A | #N/A | Material Claiming | 0 |  |  | #N/A |  |  |  | 0 |  |  | SLM |  |  | REM
| - | #N/A | #N/A | #N/A | Material Claiming | 0 |  |  | #N/A |  |  |  | 0 |  |  | SLM |  |  | REM
| - | #N/A | #N/A | #N/A | Material Claiming | 0 |  |  | #N/A |  |  |  | 0 |  |  | SLM |  |  | REM
| - | #N/A | #N/A | #N/A | Material Claiming | 0 |  |  | #N/A |  |  |  | 0 |  |  | SLM |  |  | REM
| - | #N/A | #N/A | #N/A | Material Claiming | 0 |  |  | #N/A |  |  |  | 0 |  |  | SLM |  |  | REM
| - | #N/A | #N/A | #N/A | Material Claiming | 0 |  |  | #N/A |  |  |  | 0 |  |  | SLM |  |  | REM
| - | #N/A | #N/A | #N/A | Material Claiming | 0 |  |  | #N/A |  |  |  | 0 |  |  | SLM |  |  | REM
| - | #N/A | #N/A | #N/A | Material Claiming | 0 |  |  | #N/A |  |  |  | 0 |  |  | SLM |  |  | REM
| - | #N/A | #N/A | #N/A | Material Claiming | 0 |  |  | #N/A |  |  |  | 0 |  |  | SLM |  |  | REM
| - | #N/A | #N/A | #N/A | Material Claiming | 0 |  |  | #N/A |  |  |  | 0 |  |  | SLM |  |  | REM
| - | #N/A | #N/A | #N/A | Material Claiming | 0 |  |  | #N/A |  |  |  | 0 |  |  | SLM |  |  | REM
| - | #N/A | #N/A | #N/A | Material Claiming | 0 |  |  | #N/A |  |  |  | 0 |  |  | SLM |  |  | REM
| - | #N/A | #N/A | #N/A | Material Claiming | 0 |  |  | #N/A |  |  |  | 0 |  |  | SLM |  |  | REM
| - | #N/A | #N/A | #N/A | Material Claiming | 0 |  |  | #N/A |  |  |  | 0 |  |  | SLM |  |  | REM
| - | #N/A | #N/A | #N/A | Material Claiming | 0 |  |  | #N/A |  |  |  | 0 |  |  | SLM |  |  | REM
| - | #N/A | #N/A | #N/A | Material Claiming | 0 |  |  | #N/A |  |  |  | 0 |  |  | SLM |  |  | REM
| - | #N/A | #N/A | #N/A | Material Claiming | 0 |  |  | #N/A |  |  |  | 0 |  |  | SLM |  |  | REM
| - | #N/A | #N/A | #N/A | Material Claiming | 0 |  |  | #N/A |  |  |  | 0 |  |  | SLM |  |  | REM
| - | #N/A | #N/A | #N/A | Material Claiming | 0 |  |  | #N/A |  |  |  | 0 |  |  | SLM |  |  | REM
| - | #N/A | #N/A | #N/A | Material Claiming | 0 |  |  | #N/A |  |  |  | 0 |  |  | SLM |  |  | REM
| - | #N/A | #N/A | #N/A | Material Claiming | 0 |  |  | #N/A |  |  |  | 0 |  |  | SLM |  |  | REM
| - | #N/A | #N/A | #N/A | Material Claiming | 0 |  |  | #N/A |  |  |  | 0 |  |  | SLM |  |  | REM
| - | #N/A | #N/A | #N/A | Material Claiming | 0 |  |  | #N/A |  |  |  | 0 |  |  | SLM |  |  | REM
| - | #N/A | #N/A | #N/A | Material Claiming | 0 |  |  | #N/A |  |  |  | 0 |  |  | SLM |  |  | REM
| - | #N/A | #N/A | #N/A | Material Claiming | 0 |  |  | #N/A |  |  |  | 0 |  |  | SLM |  |  | REM
| - | #N/A | #N/A | #N/A | Material Claiming | 0 |  |  | #N/A |  |  |  | 0 |  |  | SLM |  |  | REM
| - | #N/A | #N/A | #N/A | Material Claiming | 0 |  |  | #N/A |  |  |  | 0 |  |  | SLM |  |  | REM
| - | #N/A | #N/A | #N/A | Material Claiming | 0 |  |  | #N/A |  |  |  | 0 |  |  | SLM |  |  | REM
| - | #N/A | #N/A | #N/A | Material Claiming | 0 |  |  | #N/A |  |  |  | 0 |  |  | SLM |  |  | REM
| - | #N/A | #N/A | #N/A | Material Claiming | 0 |  |  | #N/A |  |  |  | 0 |  |  | SLM |  |  | REM
| - | #N/A | #N/A | #N/A | Material Claiming | 0 |  |  | #N/A |  |  |  | 0 |  |  | SLM |  |  | REM
| - | #N/A | #N/A | #N/A | Material Claiming | 0 |  |  | #N/A |  |  |  | 0 |  |  | SLM |  |  | REM
| - | #N/A | #N/A | #N/A | Material Claiming | 0 |  |  | #N/A |  |  |  | 0 |  |  | SLM |  |  | REM
| - | #N/A | #N/A | #N/A | Material Claiming | 0 |  |  | #N/A |  |  |  | 0 |  |  | SLM |  |  | REM
| - | #N/A | #N/A | #N/A | Material Claiming | 0 |  |  | #N/A |  |  |  | 0 |  |  | SLM |  |  | REM
| - | #N/A | #N/A | #N/A | Material Claiming | 0 |  |  | #N/A |  |  |  | 0 |  |  | SLM |  |  | REM
| - | #N/A | #N/A | #N/A | Material Claiming | 0 |  |  | #N/A |  |  |  | 0 |  |  | SLM |  |  | REM
| - | #N/A | #N/A | #N/A | Material Claiming | 0 |  |  | #N/A |  |  |  | 0 |  |  | SLM |  |  | REM
| - | #N/A | #N/A | #N/A | Material Claiming | 0 |  |  | #N/A |  |  |  | 0 |  |  | SLM |  |  | REM
| - | #N/A | #N/A | #N/A | Material Claiming | 0 |  |  | #N/A |  |  |  | 0 |  |  | SLM |  |  | REM
| - | #N/A | #N/A | #N/A | Material Claiming | 0 |  |  | #N/A |  |  |  | 0 |  |  | SLM |  |  | REM
| - | #N/A | #N/A | #N/A | Material Claiming | 0 |  |  | #N/A |  |  |  | 0 |  |  | SLM |  |  | REM
| - | #N/A | #N/A | #N/A | Material Claiming | 0 |  |  | #N/A |  |  |  | 0 |  |  | SLM |  |  | REM
| - | #N/A | #N/A | #N/A | Material Claiming | 0 |  |  | #N/A |  |  |  | 0 |  |  | SLM |  |  | REM
| - | #N/A | #N/A | #N/A | Material Claiming | 0 |  |  | #N/A |  |  |  | 0 |  |  | SLM |  |  | REM
| - | #N/A | #N/A | #N/A | Material Claiming | 0 |  |  | #N/A |  |  |  | 0 |  |  | SLM |  |  | REM
| - | #N/A | #N/A | #N/A | Material Claiming | 0 |  |  | #N/A |  |  |  | 0 |  |  | SLM |  |  | REM
| - | #N/A | #N/A | #N/A | Material Claiming | 0 |  |  | #N/A |  |  |  | 0 |  |  | SLM |  |  | REM
| - | #N/A | #N/A | #N/A | Material Claiming | 0 |  |  | #N/A |  |  |  | 0 |  |  | SLM |  |  | REM
| - | #N/A | #N/A | #N/A | Material Claiming | 0 |  |  | #N/A |  |  |  | 0 |  |  | SLM |  |  | REM
| - | #N/A | #N/A | #N/A | Material Claiming | 0 |  |  | #N/A |  |  |  | 0 |  |  | SLM |  |  | REM
| - | #N/A | #N/A | #N/A | Material Claiming | 0 |  |  | #N/A |  |  |  | 0 |  |  | SLM |  |  | REM
| - | #N/A | #N/A | #N/A | Material Claiming | 0 |  |  | #N/A |  |  |  | 0 |  |  | SLM |  |  | REM
| - | #N/A | #N/A | #N/A | Material Claiming | 0 |  |  | #N/A |  |  |  | 0 |  |  | SLM |  |  | REM
| - | #N/A | #N/A | #N/A | Material Claiming | 0 |  |  | #N/A |  |  |  | 0 |  |  | SLM |  |  | REM
| - | #N/A | #N/A | #N/A | Material Claiming | 0 |  |  | #N/A |  |  |  | 0 |  |  | SLM |  |  | REM
| - | #N/A | #N/A | #N/A | Material Claiming | 0 |  |  | #N/A |  |  |  | 0 |  |  | SLM |  |  | REM
| - | #N/A | #N/A | #N/A | Material Claiming | 0 |  |  | #N/A |  |  |  | 0 |  |  | SLM |  |  | REM
| - | #N/A | #N/A | #N/A | Material Claiming | 0 |  |  | #N/A |  |  |  | 0 |  |  | SLM |  |  | REM
| - | #N/A | #N/A | #N/A | Material Claiming | 0 |  |  | #N/A |  |  |  | 0 |  |  | SLM |  |  | REM
| - | #N/A | #N/A | #N/A | Material Claiming | 0 |  |  | #N/A |  |  |  | 0 |  |  | SLM |  |  | REM
| - | #N/A | #N/A | #N/A | Material Claiming | 0 |  |  | #N/A |  |  |  | 0 |  |  | SLM |  |  | REM
| - | #N/A | #N/A | #N/A | Material Claiming | 0 |  |  | #N/A |  |  |  | 0 |  |  | SLM |  |  | REM
| - | #N/A | #N/A | #N/A | Material Claiming | 0 |  |  | #N/A |  |  |  | 0 |  |  | SLM |  |  | REM
| - | #N/A | #N/A | #N/A | Material Claiming | 0 |  |  | #N/A |  |  |  | 0 |  |  | SLM |  |  | REM
| - | #N/A | #N/A | #N/A | Material Claiming | 0 |  |  | #N/A |  |  |  | 0 |  |  | SLM |  |  | REM
| - | #N/A | #N/A | #N/A | Material Claiming | 0 |  |  | #N/A |  |  |  | 0 |  |  | SLM |  |  | REM
| - | #N/A | #N/A | #N/A | Material Claiming | 0 |  |  | #N/A |  |  |  | 0 |  |  | SLM |  |  | REM
| - | #N/A | #N/A | #N/A | Material Claiming | 0 |  |  | #N/A |  |  |  | 0 |  |  | SLM |  |  | REM
| - | #N/A | #N/A | #N/A | Material Claiming | 0 |  |  | #N/A |  |  |  | 0 |  |  | SLM |  |  | REM
| - | #N/A | #N/A | #N/A | Material Claiming | 0 |  |  | #N/A |  |  |  | 0 |  |  | SLM |  |  | REM
| - | #N/A | #N/A | #N/A | Material Claiming | 0 |  |  | #N/A |  |  |  | 0 |  |  | SLM |  |  | REM
| - | #N/A | #N/A | #N/A | Material Claiming | 0 |  |  | #N/A |  |  |  | 0 |  |  | SLM |  |  | REM
| - | #N/A | #N/A | #N/A | Material Claiming | 0 |  |  | #N/A |  |  |  | 0 |  |  | SLM |  |  | REM
| - | #N/A | #N/A | #N/A | Material Claiming | 0 |  |  | #N/A |  |  |  | 0 |  |  | SLM |  |  | REM
| - | #N/A | #N/A | #N/A | Material Claiming | 0 |  |  | #N/A |  |  |  | 0 |  |  | SLM |  |  | REM
| - | #N/A | #N/A | #N/A | Material Claiming | 0 |  |  | #N/A |  |  |  | 0 |  |  | SLM |  |  | REM
| - | #N/A | #N/A | #N/A | Material Claiming | 0 |  |  | #N/A |  |  |  | 0 |  |  | SLM |  |  | REM
| - | #N/A | #N/A | #N/A | Material Claiming | 0 |  |  | #N/A |  |  |  | 0 |  |  | SLM |  |  | REM
| - | #N/A | #N/A | #N/A | Material Claiming | 0 |  |  | #N/A |  |  |  | 0 |  |  | SLM |  |  | REM
| - | #N/A | #N/A | #N/A | Material Claiming | 0 |  |  | #N/A |  |  |  | 0 |  |  | SLM |  |  | REM
| - | #N/A | #N/A | #N/A | Material Claiming | 0 |  |  | #N/A |  |  |  | 0 |  |  | SLM |  |  | REM
| - | #N/A | #N/A | #N/A | Material Claiming | 0 |  |  | #N/A |  |  |  | 0 |  |  | SLM |  |  | REM
| - | #N/A | #N/A | #N/A | Material Claiming | 0 |  |  | #N/A |  |  |  | 0 |  |  | SLM |  |  | REM
| - | #N/A | #N/A | #N/A | Material Claiming | 0 |  |  | #N/A |  |  |  | 0 |  |  | SLM |  |  | REM
| - | #N/A | #N/A | #N/A | Material Claiming | 0 |  |  | #N/A |  |  |  | 0 |  |  | SLM |  |  | REM
| - | #N/A | #N/A | #N/A | Material Claiming | 0 |  |  | #N/A |  |  |  | 0 |  |  | SLM |  |  | REM
| - | #N/A | #N/A | #N/A | Material Claiming | 0 |  |  | #N/A |  |  |  | 0 |  |  | SLM |  |  | REM
| - | #N/A | #N/A | #N/A | Material Claiming | 0 |  |  | #N/A |  |  |  | 0 |  |  | SLM |  |  | REM
| - | #N/A | #N/A | #N/A | Material Claiming | 0 |  |  | #N/A |  |  |  | 0 |  |  | SLM |  |  | REM
| - | #N/A | #N/A | #N/A | Material Claiming | 0 |  |  | #N/A |  |  |  | 0 |  |  | SLM |  |  | REM
| - | #N/A | #N/A | #N/A | Material Claiming | 0 |  |  | #N/A |  |  |  | 0 |  |  | SLM |  |  | REM
| - | #N/A | #N/A | #N/A | Material Claiming | 0 |  |  | #N/A |  |  |  | 0 |  |  | SLM |  |  | REM
| - | #N/A | #N/A | #N/A | Material Claiming | 0 |  |  | #N/A |  |  |  | 0 |  |  | SLM |  |  | REM
| - | #N/A | #N/A | #N/A | Material Claiming | 0 |  |  | #N/A |  |  |  | 0 |  |  | SLM |  |  | REM
| - | #N/A | #N/A | #N/A | Material Claiming | 0 |  |  | #N/A |  |  |  | 0 |  |  | SLM |  |  | REM
| - | #N/A | #N/A | #N/A | Material Claiming | 0 |  |  | #N/A |  |  |  | 0 |  |  | SLM |  |  | REM
| - | #N/A | #N/A | #N/A | Material Claiming | 0 |  |  | #N/A |  |  |  | 0 |  |  | SLM |  |  | REM
| - | #N/A | #N/A | #N/A | Material Claiming | 0 |  |  | #N/A |  |  |  | 0 |  |  | SLM |  |  | REM
| - | #N/A | #N/A | #N/A | Material Claiming | 0 |  |  | #N/A |  |  |  | 0 |  |  | SLM |  |  | REM
| - | #N/A | #N/A | #N/A | Material Claiming | 0 |  |  | #N/A |  |  |  | 0 |  |  | SLM |  |  | REM
| - | #N/A | #N/A | #N/A | Material Claiming | 0 |  |  | #N/A |  |  |  | 0 |  |  | SLM |  |  | REM
| - | #N/A | #N/A | #N/A | Material Claiming | 0 |  |  | #N/A |  |  |  | 0 |  |  | SLM |  |  | REM
| - | #N/A | #N/A | #N/A | Material Claiming | 0 |  |  | #N/A |  |  |  | 0 |  |  | SLM |  |  | REM
| - | #N/A | #N/A | #N/A | Material Claiming | 0 |  |  | #N/A |  |  |  | 0 |  |  | SLM |  |  | REM
| - | #N/A | #N/A | #N/A | Material Claiming | 0 |  |  | #N/A |  |  |  | 0 |  |  | SLM |  |  | REM
| - | #N/A | #N/A | #N/A | Material Claiming | 0 |  |  | #N/A |  |  |  | 0 |  |  | SLM |  |  | REM
| - | #N/A | #N/A | #N/A | Material Claiming | 0 |  |  | #N/A |  |  |  | 0 |  |  | SLM |  |  | REM
| - | #N/A | #N/A | #N/A | Material Claiming | 0 |  |  | #N/A |  |  |  | 0 |  |  | SLM |  |  | REM
| - | #N/A | #N/A | #N/A | Material Claiming | 0 |  |  | #N/A |  |  |  | 0 |  |  | SLM |  |  | REM
| - | #N/A | #N/A | #N/A | Material Claiming | 0 |  |  | #N/A |  |  |  | 0 |  |  | SLM |  |  | REM
| - | #N/A | #N/A | #N/A | Material Claiming | 0 |  |  | #N/A |  |  |  | 0 |  |  | SLM |  |  | REM
| - | #N/A | #N/A | #N/A | Material Claiming | 0 |  |  | #N/A |  |  |  | 0 |  |  | SLM |  |  | REM
| - | #N/A | #N/A | #N/A | Material Claiming | 0 |  |  | #N/A |  |  |  | 0 |  |  | SLM |  |  | REM
| - | #N/A | #N/A | #N/A | Material Claiming | 0 |  |  | #N/A |  |  |  | 0 |  |  | SLM |  |  | REM
| - | #N/A | #N/A | #N/A | Material Claiming | 0 |  |  | #N/A |  |  |  | 0 |  |  | SLM |  |  | REM
| - | #N/A | #N/A | #N/A | Material Claiming | 0 |  |  | #N/A |  |  |  | 0 |  |  | SLM |  |  | REM
| - | #N/A | #N/A | #N/A | Material Claiming | 0 |  |  | #N/A |  |  |  | 0 |  |  | SLM |  |  | REM
| - | #N/A | #N/A | #N/A | Material Claiming | 0 |  |  | #N/A |  |  |  | 0 |  |  | SLM |  |  | REM
| - | #N/A | #N/A | #N/A | Material Claiming | 0 |  |  | #N/A |  |  |  | 0 |  |  | SLM |  |  | REM
| - | #N/A | #N/A | #N/A | Material Claiming | 0 |  |  | #N/A |  |  |  | 0 |  |  | SLM |  |  | REM
| - | #N/A | #N/A | #N/A | Material Claiming | 0 |  |  | #N/A |  |  |  | 0 |  |  | SLM |  |  | REM
| - | #N/A | #N/A | #N/A | Material Claiming | 0 |  |  | #N/A |  |  |  | 0 |  |  | SLM |  |  | REM
| - | #N/A | #N/A | #N/A | Material Claiming | 0 |  |  | #N/A |  |  |  | 0 |  |  | SLM |  |  | REM
| - | #N/A | #N/A | #N/A | Material Claiming | 0 |  |  | #N/A |  |  |  | 0 |  |  | SLM |  |  | REM
| - | #N/A | #N/A | #N/A | Material Claiming | 0 |  |  | #N/A |  |  |  | 0 |  |  | SLM |  |  | REM
| - | #N/A | #N/A | #N/A | Material Claiming | 0 |  |  | #N/A |  |  |  | 0 |  |  | SLM |  |  | REM
| - | #N/A | #N/A | #N/A | Material Claiming | 0 |  |  | #N/A |  |  |  | 0 |  |  | SLM |  |  | REM
| - | #N/A | #N/A | #N/A | Material Claiming | 0 |  |  | #N/A |  |  |  | 0 |  |  | SLM |  |  | REM
| - | #N/A | #N/A | #N/A | Material Claiming | 0 |  |  | #N/A |  |  |  | 0 |  |  | SLM |  |  | REM
| - | #N/A | #N/A | #N/A | Material Claiming | 0 |  |  | #N/A |  |  |  | 0 |  |  | SLM |  |  | REM
| - | #N/A | #N/A | #N/A | Material Claiming | 0 |  |  | #N/A |  |  |  | 0 |  |  | SLM |  |  | REM
| - | #N/A | #N/A | #N/A | Material Claiming | 0 |  |  | #N/A |  |  |  | 0 |  |  | SLM |  |  | REM
| - | #N/A | #N/A | #N/A | Material Claiming | 0 |  |  | #N/A |  |  |  | 0 |  |  | SLM |  |  | REM
| - | #N/A | #N/A | #N/A | Material Claiming | 0 |  |  | #N/A |  |  |  | 0 |  |  | SLM |  |  | REM
| - | #N/A | #N/A | #N/A | Material Claiming | 0 |  |  | #N/A |  |  |  | 0 |  |  | SLM |  |  | REM
| - | #N/A | #N/A | #N/A | Material Claiming | 0 |  |  | #N/A |  |  |  | 0 |  |  | SLM |  |  | REM
| - | #N/A | #N/A | #N/A | Material Claiming | 0 |  |  | #N/A |  |  |  | 0 |  |  | SLM |  |  | REM
| - | #N/A | #N/A | #N/A | Material Claiming | 0 |  |  | #N/A |  |  |  | 0 |  |  | SLM |  |  | REM
| - | #N/A | #N/A | #N/A | Material Claiming | 0 |  |  | #N/A |  |  |  | 0 |  |  | SLM |  |  | REM
| - | #N/A | #N/A | #N/A | Material Claiming | 0 |  |  | #N/A |  |  |  | 0 |  |  | SLM |  |  | REM
| - | #N/A | #N/A | #N/A | Material Claiming | 0 |  |  | #N/A |  |  |  | 0 |  |  | SLM |  |  | REM
| - | #N/A | #N/A | #N/A | Material Claiming | 0 |  |  | #N/A |  |  |  | 0 |  |  | SLM |  |  | REM
| - | #N/A | #N/A | #N/A | Material Claiming | 0 |  |  | #N/A |  |  |  | 0 |  |  | SLM |  |  | REM
| - | #N/A | #N/A | #N/A | Material Claiming | 0 |  |  | #N/A |  |  |  | 0 |  |  | SLM |  |  | REM
| - | #N/A | #N/A | #N/A | Material Claiming | 0 |  |  | #N/A |  |  |  | 0 |  |  | SLM |  |  | REM
| - | #N/A | #N/A | #N/A | Material Claiming | 0 |  |  | #N/A |  |  |  | 0 |  |  | SLM |  |  | REM
| - | #N/A | #N/A | #N/A | Material Claiming | 0 |  |  | #N/A |  |  |  | 0 |  |  | SLM |  |  | REM
| - | #N/A | #N/A | #N/A | Material Claiming | 0 |  |  | #N/A |  |  |  | 0 |  |  | SLM |  |  | REM
| - | #N/A | #N/A | #N/A | Material Claiming | 0 |  |  | #N/A |  |  |  | 0 |  |  | SLM |  |  | REM
| - | #N/A | #N/A | #N/A | Material Claiming | 0 |  |  | #N/A |  |  |  | 0 |  |  | SLM |  |  | REM
| - | #N/A | #N/A | #N/A | Material Claiming | 0 |  |  | #N/A |  |  |  | 0 |  |  | SLM |  |  | REM
| - | #N/A | #N/A | #N/A | Material Claiming | 0 |  |  | #N/A |  |  |  | 0 |  |  | SLM |  |  | REM
| - | #N/A | #N/A | #N/A | Material Claiming | 0 |  |  | #N/A |  |  |  | 0 |  |  | SLM |  |  | REM
| - | #N/A | #N/A | #N/A | Material Claiming | 0 |  |  | #N/A |  |  |  | 0 |  |  | SLM |  |  | REM
| - | #N/A | #N/A | #N/A | Material Claiming | 0 |  |  | #N/A |  |  |  | 0 |  |  | SLM |  |  | REM
| - | #N/A | #N/A | #N/A | Material Claiming | 0 |  |  | #N/A |  |  |  | 0 |  |  | SLM |  |  | REM
| - | #N/A | #N/A | #N/A | Material Claiming | 0 |  |  | #N/A |  |  |  | 0 |  |  | SLM |  |  | REM
| - | #N/A | #N/A | #N/A | Material Claiming | 0 |  |  | #N/A |  |  |  | 0 |  |  | SLM |  |  | REM
| - | #N/A | #N/A | #N/A | Material Claiming | 0 |  |  | #N/A |  |  |  | 0 |  |  | SLM |  |  | REM
| - | #N/A | #N/A | #N/A | Material Claiming | 0 |  |  | #N/A |  |  |  | 0 |  |  | SLM |  |  | REM
| - | #N/A | #N/A | #N/A | Material Claiming | 0 |  |  | #N/A |  |  |  | 0 |  |  | SLM |  |  | REM
| - | #N/A | #N/A | #N/A | Material Claiming | 0 |  |  | #N/A |  |  |  | 0 |  |  | SLM |  |  | REM
| - | #N/A | #N/A | #N/A | Material Claiming | 0 |  |  | #N/A |  |  |  | 0 |  |  | SLM |  |  | REM
| - | #N/A | #N/A | #N/A | Material Claiming | 0 |  |  | #N/A |  |  |  | 0 |  |  | SLM |  |  | REM
| - | #N/A | #N/A | #N/A | Material Claiming | 0 |  |  | #N/A |  |  |  | 0 |  |  | SLM |  |  | REM
| - | #N/A | #N/A | #N/A | Material Claiming | 0 |  |  | #N/A |  |  |  | 0 |  |  | SLM |  |  | REM
| - | #N/A | #N/A | #N/A | Material Claiming | 0 |  |  | #N/A |  |  |  | 0 |  |  | SLM |  |  | REM
| - | #N/A | #N/A | #N/A | Material Claiming | 0 |  |  | #N/A |  |  |  | 0 |  |  | SLM |  |  | REM
| - | #N/A | #N/A | #N/A | Material Claiming | 0 |  |  | #N/A |  |  |  | 0 |  |  | SLM |  |  | REM
| - | #N/A | #N/A | #N/A | Material Claiming | 0 |  |  | #N/A |  |  |  | 0 |  |  | SLM |  |  | REM
| - | #N/A | #N/A | #N/A | Material Claiming | 0 |  |  | #N/A |  |  |  | 0 |  |  | SLM |  |  | REM
| - | #N/A | #N/A | #N/A | Material Claiming | 0 |  |  | #N/A |  |  |  | 0 |  |  | SLM |  |  | REM
| - | #N/A | #N/A | #N/A | Material Claiming | 0 |  |  | #N/A |  |  |  | 0 |  |  | SLM |  |  | REM
| - | #N/A | #N/A | #N/A | Material Claiming | 0 |  |  | #N/A |  |  |  | 0 |  |  | SLM |  |  | REM
| - | #N/A | #N/A | #N/A | Material Claiming | 0 |  |  | #N/A |  |  |  | 0 |  |  | SLM |  |  | REM
| - | #N/A | #N/A | #N/A | Material Claiming | 0 |  |  | #N/A |  |  |  | 0 |  |  | SLM |  |  | REM
| - | #N/A | #N/A | #N/A | Material Claiming | 0 |  |  | #N/A |  |  |  | 0 |  |  | SLM |  |  | REM
| - | #N/A | #N/A | #N/A | Material Claiming | 0 |  |  | #N/A |  |  |  | 0 |  |  | SLM |  |  | REM
| - | #N/A | #N/A | #N/A | Material Claiming | 0 |  |  | #N/A |  |  |  | 0 |  |  | SLM |  |  | REM
| - | #N/A | #N/A | #N/A | Material Claiming | 0 |  |  | #N/A |  |  |  | 0 |  |  | SLM |  |  | REM
| - | #N/A | #N/A | #N/A | Material Claiming | 0 |  |  | #N/A |  |  |  | 0 |  |  | SLM |  |  | REM
| - | #N/A | #N/A | #N/A | Material Claiming | 0 |  |  | #N/A |  |  |  | 0 |  |  | SLM |  |  | REM
| - | #N/A | #N/A | #N/A | Material Claiming | 0 |  |  | #N/A |  |  |  | 0 |  |  | SLM |  |  | REM
| - | #N/A | #N/A | #N/A | Material Claiming | 0 |  |  | #N/A |  |  |  | 0 |  |  | SLM |  |  | REM
| - | #N/A | #N/A | #N/A | Material Claiming | 0 |  |  | #N/A |  |  |  | 0 |  |  | SLM |  |  | REM
| - | #N/A | #N/A | #N/A | Material Claiming | 0 |  |  | #N/A |  |  |  | 0 |  |  | SLM |  |  | REM
| - | #N/A | #N/A | #N/A | Material Claiming | 0 |  |  | #N/A |  |  |  | 0 |  |  | SLM |  |  | REM
| - | #N/A | #N/A | #N/A | Material Claiming | 0 |  |  | #N/A |  |  |  | 0 |  |  | SLM |  |  | REM
| - | #N/A | #N/A | #N/A | Material Claiming | 0 |  |  | #N/A |  |  |  | 0 |  |  | SLM |  |  | REM
| - | #N/A | #N/A | #N/A | Material Claiming | 0 |  |  | #N/A |  |  |  | 0 |  |  | SLM |  |  | REM
| - | #N/A | #N/A | #N/A | Material Claiming | 0 |  |  | #N/A |  |  |  | 0 |  |  | SLM |  |  | REM
| - | #N/A | #N/A | #N/A | Material Claiming | 0 |  |  | #N/A |  |  |  | 0 |  |  | SLM |  |  | REM
| - | #N/A | #N/A | #N/A | Material Claiming | 0 |  |  | #N/A |  |  |  | 0 |  |  | SLM |  |  | REM
| - | #N/A | #N/A | #N/A | Material Claiming | 0 |  |  | #N/A |  |  |  | 0 |  |  | SLM |  |  | REM
| - | #N/A | #N/A | #N/A | Material Claiming | 0 |  |  | #N/A |  |  |  | 0 |  |  | SLM |  |  | REM
| - | #N/A | #N/A | #N/A | Material Claiming | 0 |  |  | #N/A |  |  |  | 0 |  |  | SLM |  |  | REM
| - | #N/A | #N/A | #N/A | Material Claiming | 0 |  |  | #N/A |  |  |  | 0 |  |  | SLM |  |  | REM
| - | #N/A | #N/A | #N/A | Material Claiming | 0 |  |  | #N/A |  |  |  | 0 |  |  | SLM |  |  | REM
| - | #N/A | #N/A | #N/A | Material Claiming | 0 |  |  | #N/A |  |  |  | 0 |  |  | SLM |  |  | REM
| - | #N/A | #N/A | #N/A | Material Claiming | 0 |  |  | #N/A |  |  |  | 0 |  |  | SLM |  |  | REM
| - | #N/A | #N/A | #N/A | Material Claiming | 0 |  |  | #N/A |  |  |  | 0 |  |  | SLM |  |  | REM
| - | #N/A | #N/A | #N/A | Material Claiming | 0 |  |  | #N/A |  |  |  | 0 |  |  | SLM |  |  | REM
| - | #N/A | #N/A | #N/A | Material Claiming | 0 |  |  | #N/A |  |  |  | 0 |  |  | SLM |  |  | REM
| - | #N/A | #N/A | #N/A | Material Claiming | 0 |  |  | #N/A |  |  |  | 0 |  |  | SLM |  |  | REM
| - | #N/A | #N/A | #N/A | Material Claiming | 0 |  |  | #N/A |  |  |  | 0 |  |  | SLM |  |  | REM
| - | #N/A | #N/A | #N/A | Material Claiming | 0 |  |  | #N/A |  |  |  | 0 |  |  | SLM |  |  | REM
| - | #N/A | #N/A | #N/A | Material Claiming | 0 |  |  | #N/A |  |  |  | 0 |  |  | SLM |  |  | REM
| - | #N/A | #N/A | #N/A | Material Claiming | 0 |  |  | #N/A |  |  |  | 0 |  |  | SLM |  |  | REM
| - | #N/A | #N/A | #N/A | Material Claiming | 0 |  |  | #N/A |  |  |  | 0 |  |  | SLM |  |  | REM
| - | #N/A | #N/A | #N/A | Material Claiming | 0 |  |  | #N/A |  |  |  | 0 |  |  | SLM |  |  | REM
| - | #N/A | #N/A | #N/A | Material Claiming | 0 |  |  | #N/A |  |  |  | 0 |  |  | SLM |  |  | REM
| - | #N/A | #N/A | #N/A | Material Claiming | 0 |  |  | #N/A |  |  |  | 0 |  |  | SLM |  |  | REM
| - | #N/A | #N/A | #N/A | Material Claiming | 0 |  |  | #N/A |  |  |  | 0 |  |  | SLM |  |  | REM
| - | #N/A | #N/A | #N/A | Material Claiming | 0 |  |  | #N/A |  |  |  | 0 |  |  | SLM |  |  | REM
| - | #N/A | #N/A | #N/A | Material Claiming | 0 |  |  | #N/A |  |  |  | 0 |  |  | SLM |  |  | REM
| - | #N/A | #N/A | #N/A | Material Claiming | 0 |  |  | #N/A |  |  |  | 0 |  |  | SLM |  |  | REM
| - | #N/A | #N/A | #N/A | Material Claiming | 0 |  |  | #N/A |  |  |  | 0 |  |  | SLM |  |  | REM
| - | #N/A | #N/A | #N/A | Material Claiming | 0 |  |  | #N/A |  |  |  | 0 |  |  | SLM |  |  | REM
| - | #N/A | #N/A | #N/A | Material Claiming | 0 |  |  | #N/A |  |  |  | 0 |  |  | SLM |  |  | REM
| - | #N/A | #N/A | #N/A | Material Claiming | 0 |  |  | #N/A |  |  |  | 0 |  |  | SLM |  |  | REM
| - | #N/A | #N/A | #N/A | Material Claiming | 0 |  |  | #N/A |  |  |  | 0 |  |  | SLM |  |  | REM
| - | #N/A | #N/A | #N/A | Material Claiming | 0 |  |  | #N/A |  |  |  | 0 |  |  | SLM |  |  | REM
| - | #N/A | #N/A | #N/A | Material Claiming | 0 |  |  | #N/A |  |  |  | 0 |  |  | SLM |  |  | REM
| - | #N/A | #N/A | #N/A | Material Claiming | 0 |  |  | #N/A |  |  |  | 0 |  |  | SLM |  |  | REM
| - | #N/A | #N/A | #N/A | Material Claiming | 0 |  |  | #N/A |  |  |  | 0 |  |  | SLM |  |  | REM
| - | #N/A | #N/A | #N/A | Material Claiming | 0 |  |  | #N/A |  |  |  | 0 |  |  | SLM |  |  | REM
| - | #N/A | #N/A | #N/A | Material Claiming | 0 |  |  | #N/A |  |  |  | 0 |  |  | SLM |  |  | REM
| - | #N/A | #N/A | #N/A | Material Claiming | 0 |  |  | #N/A |  |  |  | 0 |  |  | SLM |  |  | REM
| - | #N/A | #N/A | #N/A | Material Claiming | 0 |  |  | #N/A |  |  |  | 0 |  |  | SLM |  |  | REM
| - | #N/A | #N/A | #N/A | Material Claiming | 0 |  |  | #N/A |  |  |  | 0 |  |  | SLM |  |  | REM
| - | #N/A | #N/A | #N/A | Material Claiming | 0 |  |  | #N/A |  |  |  | 0 |  |  | SLM |  |  | REM
| - | #N/A | #N/A | #N/A | Material Claiming | 0 |  |  | #N/A |  |  |  | 0 |  |  | SLM |  |  | REM
| - | #N/A | #N/A | #N/A | Material Claiming | 0 |  |  | #N/A |  |  |  | 0 |  |  | SLM |  |  | REM
| - | #N/A | #N/A | #N/A | Material Claiming | 0 |  |  | #N/A |  |  |  | 0 |  |  | SLM |  |  | REM
| - | #N/A | #N/A | #N/A | Material Claiming | 0 |  |  | #N/A |  |  |  | 0 |  |  | SLM |  |  | REM
| - | #N/A | #N/A | #N/A | Material Claiming | 0 |  |  | #N/A |  |  |  | 0 |  |  | SLM |  |  | REM
| - | #N/A | #N/A | #N/A | Material Claiming | 0 |  |  | #N/A |  |  |  | 0 |  |  | SLM |  |  | REM
| - | #N/A | #N/A | #N/A | Material Claiming | 0 |  |  | #N/A |  |  |  | 0 |  |  | SLM |  |  | REM
| - | #N/A | #N/A | #N/A | Material Claiming | 0 |  |  | #N/A |  |  |  | 0 |  |  | SLM |  |  | REM
| - | #N/A | #N/A | #N/A | Material Claiming | 0 |  |  | #N/A |  |  |  | 0 |  |  | SLM |  |  | REM
| - | #N/A | #N/A | #N/A | Material Claiming | 0 |  |  | #N/A |  |  |  | 0 |  |  | SLM |  |  | REM
| - | #N/A | #N/A | #N/A | Material Claiming | 0 |  |  | #N/A |  |  |  | 0 |  |  | SLM |  |  | REM
| - | #N/A | #N/A | #N/A | Material Claiming | 0 |  |  | #N/A |  |  |  | 0 |  |  | SLM |  |  | REM
| - | #N/A | #N/A | #N/A | Material Claiming | 0 |  |  | #N/A |  |  |  | 0 |  |  | SLM |  |  | REM
| - | #N/A | #N/A | #N/A | Material Claiming | 0 |  |  | #N/A |  |  |  | 0 |  |  | SLM |  |  | REM
| - | #N/A | #N/A | #N/A | Material Claiming | 0 |  |  | #N/A |  |  |  | 0 |  |  | SLM |  |  | REM
| - | #N/A | #N/A | #N/A | Material Claiming | 0 |  |  | #N/A |  |  |  | 0 |  |  | SLM |  |  | REM
| - | #N/A | #N/A | #N/A | Material Claiming | 0 |  |  | #N/A |  |  |  | 0 |  |  | SLM |  |  | REM
| - | #N/A | #N/A | #N/A | Material Claiming | 0 |  |  | #N/A |  |  |  | 0 |  |  | SLM |  |  | REM
| - | #N/A | #N/A | #N/A | Material Claiming | 0 |  |  | #N/A |  |  |  | 0 |  |  | SLM |  |  | REM
| - | #N/A | #N/A | #N/A | Material Claiming | 0 |  |  | #N/A |  |  |  | 0 |  |  | SLM |  |  | REM
| - | #N/A | #N/A | #N/A | Material Claiming | 0 |  |  | #N/A |  |  |  | 0 |  |  | SLM |  |  | REM
| - | #N/A | #N/A | #N/A | Material Claiming | 0 |  |  | #N/A |  |  |  | 0 |  |  | SLM |  |  | REM
| - | #N/A | #N/A | #N/A | Material Claiming | 0 |  |  | #N/A |  |  |  | 0 |  |  | SLM |  |  | REM
| - | #N/A | #N/A | #N/A | Material Claiming | 0 |  |  | #N/A |  |  |  | 0 |  |  | SLM |  |  | REM
| - | #N/A | #N/A | #N/A | Material Claiming | 0 |  |  | #N/A |  |  |  | 0 |  |  | SLM |  |  | REM
| - | #N/A | #N/A | #N/A | Material Claiming | 0 |  |  | #N/A |  |  |  | 0 |  |  | SLM |  |  | REM
| - | #N/A | #N/A | #N/A | Material Claiming | 0 |  |  | #N/A |  |  |  | 0 |  |  | SLM |  |  | REM
| - | #N/A | #N/A | #N/A | Material Claiming | 0 |  |  | #N/A |  |  |  | 0 |  |  | SLM |  |  | REM
| - | #N/A | #N/A | #N/A | Material Claiming | 0 |  |  | #N/A |  |  |  | 0 |  |  | SLM |  |  | REM
| - | #N/A | #N/A | #N/A | Material Claiming | 0 |  |  | #N/A |  |  |  | 0 |  |  | SLM |  |  | REM
| - | #N/A | #N/A | #N/A | Material Claiming | 0 |  |  | #N/A |  |  |  | 0 |  |  | SLM |  |  | REM
| - | #N/A | #N/A | #N/A | Material Claiming | 0 |  |  | #N/A |  |  |  | 0 |  |  | SLM |  |  | REM
| - | #N/A | #N/A | #N/A | Material Claiming | 0 |  |  | #N/A |  |  |  | 0 |  |  | SLM |  |  | REM
| - | #N/A | #N/A | #N/A | Material Claiming | 0 |  |  | #N/A |  |  |  | 0 |  |  | SLM |  |  | REM
| - | #N/A | #N/A | #N/A | Material Claiming | 0 |  |  | #N/A |  |  |  | 0 |  |  | SLM |  |  | REM
| - | #N/A | #N/A | #N/A | Material Claiming | 0 |  |  | #N/A |  |  |  | 0 |  |  | SLM |  |  | REM
| - | #N/A | #N/A | #N/A | Material Claiming | 0 |  |  | #N/A |  |  |  | 0 |  |  | SLM |  |  | REM
| - | #N/A | #N/A | #N/A | Material Claiming | 0 |  |  | #N/A |  |  |  | 0 |  |  | SLM |  |  | REM
| - | #N/A | #N/A | #N/A | Material Claiming | 0 |  |  | #N/A |  |  |  | 0 |  |  | SLM |  |  | REM
| - | #N/A | #N/A | #N/A | Material Claiming | 0 |  |  | #N/A |  |  |  | 0 |  |  | SLM |  |  | REM
| - | #N/A | #N/A | #N/A | Material Claiming | 0 |  |  | #N/A |  |  |  | 0 |  |  | SLM |  |  | REM
| - | #N/A | #N/A | #N/A | Material Claiming | 0 |  |  | #N/A |  |  |  | 0 |  |  | SLM |  |  | REM
| - | #N/A | #N/A | #N/A | Material Claiming | 0 |  |  | #N/A |  |  |  | 0 |  |  | SLM |  |  | REM
| - | #N/A | #N/A | #N/A | Material Claiming | 0 |  |  | #N/A |  |  |  | 0 |  |  | SLM |  |  | REM
| - | #N/A | #N/A | #N/A | Material Claiming | 0 |  |  | #N/A |  |  |  | 0 |  |  | SLM |  |  | REM
| - | #N/A | #N/A | #N/A | Material Claiming | 0 |  |  | #N/A |  |  |  | 0 |  |  | SLM |  |  | REM
| - | #N/A | #N/A | #N/A | Material Claiming | 0 |  |  | #N/A |  |  |  | 0 |  |  | SLM |  |  | REM
| - | #N/A | #N/A | #N/A | Material Claiming | 0 |  |  | #N/A |  |  |  | 0 |  |  | SLM |  |  | REM
| - | #N/A | #N/A | #N/A | Material Claiming | 0 |  |  | #N/A |  |  |  | 0 |  |  | SLM |  |  | REM
| - | #N/A | #N/A | #N/A | Material Claiming | 0 |  |  | #N/A |  |  |  | 0 |  |  | SLM |  |  | REM
| - | #N/A | #N/A | #N/A | Material Claiming | 0 |  |  | #N/A |  |  |  | 0 |  |  | SLM |  |  | REM
| - | #N/A | #N/A | #N/A | Material Claiming | 0 |  |  | #N/A |  |  |  | 0 |  |  | SLM |  |  | REM
| - | #N/A | #N/A | #N/A | Material Claiming | 0 |  |  | #N/A |  |  |  | 0 |  |  | SLM |  |  | REM
| - | #N/A | #N/A | #N/A | Material Claiming | 0 |  |  | #N/A |  |  |  | 0 |  |  | SLM |  |  | REM
| - | #N/A | #N/A | #N/A | Material Claiming | 0 |  |  | #N/A |  |  |  | 0 |  |  | SLM |  |  | REM
| - | #N/A | #N/A | #N/A | Material Claiming | 0 |  |  | #N/A |  |  |  | 0 |  |  | SLM |  |  | REM
| - | #N/A | #N/A | #N/A | Material Claiming | 0 |  |  | #N/A |  |  |  | 0 |  |  | SLM |  |  | REM
| - | #N/A | #N/A | #N/A | Material Claiming | 0 |  |  | #N/A |  |  |  | 0 |  |  | SLM |  |  | REM
| - | #N/A | #N/A | #N/A | Material Claiming | 0 |  |  | #N/A |  |  |  | 0 |  |  | SLM |  |  | REM
| - | #N/A | #N/A | #N/A | Material Claiming | 0 |  |  | #N/A |  |  |  | 0 |  |  | SLM |  |  | REM
| - | #N/A | #N/A | #N/A | Material Claiming | 0 |  |  | #N/A |  |  |  | 0 |  |  | SLM |  |  | REM
| - | #N/A | #N/A | #N/A | Material Claiming | 0 |  |  | #N/A |  |  |  | 0 |  |  | SLM |  |  | REM
| - | #N/A | #N/A | #N/A | Material Claiming | 0 |  |  | #N/A |  |  |  | 0 |  |  | SLM |  |  | REM
| - | #N/A | #N/A | #N/A | Material Claiming | 0 |  |  | #N/A |  |  |  | 0 |  |  | SLM |  |  | REM
| - | #N/A | #N/A | #N/A | Material Claiming | 0 |  |  | #N/A |  |  |  | 0 |  |  | SLM |  |  | REM
| - | #N/A | #N/A | #N/A | Material Claiming | 0 |  |  | #N/A |  |  |  | 0 |  |  | SLM |  |  | REM
| - | #N/A | #N/A | #N/A | Material Claiming | 0 |  |  | #N/A |  |  |  | 0 |  |  | SLM |  |  | REM
| - | #N/A | #N/A | #N/A | Material Claiming | 0 |  |  | #N/A |  |  |  | 0 |  |  | SLM |  |  | REM
| - | #N/A | #N/A | #N/A | Material Claiming | 0 |  |  | #N/A |  |  |  | 0 |  |  | SLM |  |  | REM
| - | #N/A | #N/A | #N/A | Material Claiming | 0 |  |  | #N/A |  |  |  | 0 |  |  | SLM |  |  | REM
| - | #N/A | #N/A | #N/A | Material Claiming | 0 |  |  | #N/A |  |  |  | 0 |  |  | SLM |  |  | REM
| - | #N/A | #N/A | #N/A | Material Claiming | 0 |  |  | #N/A |  |  |  | 0 |  |  | SLM |  |  | REM
| - | #N/A | #N/A | #N/A | Material Claiming | 0 |  |  | #N/A |  |  |  | 0 |  |  | SLM |  |  | REM
| - | #N/A | #N/A | #N/A | Material Claiming | 0 |  |  | #N/A |  |  |  | 0 |  |  | SLM |  |  | REM
| - | #N/A | #N/A | #N/A | Material Claiming | 0 |  |  | #N/A |  |  |  | 0 |  |  | SLM |  |  | REM
| - | #N/A | #N/A | #N/A | Material Claiming | 0 |  |  | #N/A |  |  |  | 0 |  |  | SLM |  |  | REM
| - | #N/A | #N/A | #N/A | Material Claiming | 0 |  |  | #N/A |  |  |  | 0 |  |  | SLM |  |  | REM
| - | #N/A | #N/A | #N/A | Material Claiming | 0 |  |  | #N/A |  |  |  | 0 |  |  | SLM |  |  | REM
| - | #N/A | #N/A | #N/A | Material Claiming | 0 |  |  | #N/A |  |  |  | 0 |  |  | SLM |  |  | REM
| - | #N/A | #N/A | #N/A | Material Claiming | 0 |  |  | #N/A |  |  |  | 0 |  |  | SLM |  |  | REM
| - | #N/A | #N/A | #N/A | Material Claiming | 0 |  |  | #N/A |  |  |  | 0 |  |  | SLM |  |  | REM
| - | #N/A | #N/A | #N/A | Material Claiming | 0 |  |  | #N/A |  |  |  | 0 |  |  | SLM |  |  | REM
| - | #N/A | #N/A | #N/A | Material Claiming | 0 |  |  | #N/A |  |  |  | 0 |  |  | SLM |  |  | REM
| - | #N/A | #N/A | #N/A | Material Claiming | 0 |  |  | #N/A |  |  |  | 0 |  |  | SLM |  |  | REM
| - | #N/A | #N/A | #N/A | Material Claiming | 0 |  |  | #N/A |  |  |  | 0 |  |  | SLM |  |  | REM
| - | #N/A | #N/A | #N/A | Material Claiming | 0 |  |  | #N/A |  |  |  | 0 |  |  | SLM |  |  | REM
| - | #N/A | #N/A | #N/A | Material Claiming | 0 |  |  | #N/A |  |  |  | 0 |  |  | SLM |  |  | REM
| - | #N/A | #N/A | #N/A | Material Claiming | 0 |  |  | #N/A |  |  |  | 0 |  |  | SLM |  |  | REM
| - | #N/A | #N/A | #N/A | Material Claiming | 0 |  |  | #N/A |  |  |  | 0 |  |  | SLM |  |  | REM
| - | #N/A | #N/A | #N/A | Material Claiming | 0 |  |  | #N/A |  |  |  | 0 |  |  | SLM |  |  | REM
| - | #N/A | #N/A | #N/A | Material Claiming | 0 |  |  | #N/A |  |  |  | 0 |  |  | SLM |  |  | REM
| - | #N/A | #N/A | #N/A | Material Claiming | 0 |  |  | #N/A |  |  |  | 0 |  |  | SLM |  |  | REM
| - | #N/A | #N/A | #N/A | Material Claiming | 0 |  |  | #N/A |  |  |  | 0 |  |  | SLM |  |  | REM
| - | #N/A | #N/A | #N/A | Material Claiming | 0 |  |  | #N/A |  |  |  | 0 |  |  | SLM |  |  | REM
| - | #N/A | #N/A | #N/A | Material Claiming | 0 |  |  | #N/A |  |  |  | 0 |  |  | SLM |  |  | REM
| - | #N/A | #N/A | #N/A | Material Claiming | 0 |  |  | #N/A |  |  |  | 0 |  |  | SLM |  |  | REM
| - | #N/A | #N/A | #N/A | Material Claiming | 0 |  |  | #N/A |  |  |  | 0 |  |  | SLM |  |  | REM
| - | #N/A | #N/A | #N/A | Material Claiming | 0 |  |  | #N/A |  |  |  | 0 |  |  | SLM |  |  | REM
| - | #N/A | #N/A | #N/A | Material Claiming | 0 |  |  | #N/A |  |  |  | 0 |  |  | SLM |  |  | REM
| - | #N/A | #N/A | #N/A | Material Claiming | 0 |  |  | #N/A |  |  |  | 0 |  |  | SLM |  |  | REM
| - | #N/A | #N/A | #N/A | Material Claiming | 0 |  |  | #N/A |  |  |  | 0 |  |  | SLM |  |  | REM
| - | #N/A | #N/A | #N/A | Material Claiming | 0 |  |  | #N/A |  |  |  | 0 |  |  | SLM |  |  | REM
| - | #N/A | #N/A | #N/A | Material Claiming | 0 |  |  | #N/A |  |  |  | 0 |  |  | SLM |  |  | REM
| - | #N/A | #N/A | #N/A | Material Claiming | 0 |  |  | #N/A |  |  |  | 0 |  |  | SLM |  |  | REM
| - | #N/A | #N/A | #N/A | Material Claiming | 0 |  |  | #N/A |  |  |  | 0 |  |  | SLM |  |  | REM
| - | #N/A | #N/A | #N/A | Material Claiming | 0 |  |  | #N/A |  |  |  | 0 |  |  | SLM |  |  | REM
| - | #N/A | #N/A | #N/A | Material Claiming | 0 |  |  | #N/A |  |  |  | 0 |  |  | SLM |  |  | REM
| - | #N/A | #N/A | #N/A | Material Claiming | 0 |  |  | #N/A |  |  |  | 0 |  |  | SLM |  |  | REM
| - | #N/A | #N/A | #N/A | Material Claiming | 0 |  |  | #N/A |  |  |  | 0 |  |  | SLM |  |  | REM
| - | #N/A | #N/A | #N/A | Material Claiming | 0 |  |  | #N/A |  |  |  | 0 |  |  | SLM |  |  | REM
| - | #N/A | #N/A | #N/A | Material Claiming | 0 |  |  | #N/A |  |  |  | 0 |  |  | SLM |  |  | REM
| - | #N/A | #N/A | #N/A | Material Claiming | 0 |  |  | #N/A |  |  |  | 0 |  |  | SLM |  |  | REM
| - | #N/A | #N/A | #N/A | Material Claiming | 0 |  |  | #N/A |  |  |  | 0 |  |  | SLM |  |  | REM
| - | #N/A | #N/A | #N/A | Material Claiming | 0 |  |  | #N/A |  |  |  | 0 |  |  | SLM |  |  | REM
| - | #N/A | #N/A | #N/A | Material Claiming | 0 |  |  | #N/A |  |  |  | 0 |  |  | SLM |  |  | REM
| - | #N/A | #N/A | #N/A | Material Claiming | 0 |  |  | #N/A |  |  |  | 0 |  |  | SLM |  |  | REM
| - | #N/A | #N/A | #N/A | Material Claiming | 0 |  |  | #N/A |  |  |  | 0 |  |  | SLM |  |  | REM
| - | #N/A | #N/A | #N/A | Material Claiming | 0 |  |  | #N/A |  |  |  | 0 |  |  | SLM |  |  | REM
| - | #N/A | #N/A | #N/A | Material Claiming | 0 |  |  | #N/A |  |  |  | 0 |  |  | SLM |  |  | REM
| - | #N/A | #N/A | #N/A | Material Claiming | 0 |  |  | #N/A |  |  |  | 0 |  |  | SLM |  |  | REM
| - | #N/A | #N/A | #N/A | Material Claiming | 0 |  |  | #N/A |  |  |  | 0 |  |  | SLM |  |  | REM
| - | #N/A | #N/A | #N/A | Material Claiming | 0 |  |  | #N/A |  |  |  | 0 |  |  | SLM |  |  | REM
| - | #N/A | #N/A | #N/A | Material Claiming | 0 |  |  | #N/A |  |  |  | 0 |  |  | SLM |  |  | REM
| - | #N/A | #N/A | #N/A | Material Claiming | 0 |  |  | #N/A |  |  |  | 0 |  |  | SLM |  |  | REM
| - | #N/A | #N/A | #N/A | Material Claiming | 0 |  |  | #N/A |  |  |  | 0 |  |  | SLM |  |  | REM
| - | #N/A | #N/A | #N/A | Material Claiming | 0 |  |  | #N/A |  |  |  | 0 |  |  | SLM |  |  | REM
| - | #N/A | #N/A | #N/A | Material Claiming | 0 |  |  | #N/A |  |  |  | 0 |  |  | SLM |  |  | REM
| - | #N/A | #N/A | #N/A | Material Claiming | 0 |  |  | #N/A |  |  |  | 0 |  |  | SLM |  |  | REM
| - | #N/A | #N/A | #N/A | Material Claiming | 0 |  |  | #N/A |  |  |  | 0 |  |  | SLM |  |  | REM
| - | #N/A | #N/A | #N/A | Material Claiming | 0 |  |  | #N/A |  |  |  | 0 |  |  | SLM |  |  | REM
| - | #N/A | #N/A | #N/A | Material Claiming | 0 |  |  | #N/A |  |  |  | 0 |  |  | SLM |  |  | REM
| - | #N/A | #N/A | #N/A | Material Claiming | 0 |  |  | #N/A |  |  |  | 0 |  |  | SLM |  |  | REM
| - | #N/A | #N/A | #N/A | Material Claiming | 0 |  |  | #N/A |  |  |  | 0 |  |  | SLM |  |  | REM
| - | #N/A | #N/A | #N/A | Material Claiming | 0 |  |  | #N/A |  |  |  | 0 |  |  | SLM |  |  | REM
| - | #N/A | #N/A | #N/A | Material Claiming | 0 |  |  | #N/A |  |  |  | 0 |  |  | SLM |  |  | REM
| - | #N/A | #N/A | #N/A | Material Claiming | 0 |  |  | #N/A |  |  |  | 0 |  |  | SLM |  |  | REM
| - | #N/A | #N/A | #N/A | Material Claiming | 0 |  |  | #N/A |  |  |  | 0 |  |  | SLM |  |  | REM
| - | #N/A | #N/A | #N/A | Material Claiming | 0 |  |  | #N/A |  |  |  | 0 |  |  | SLM |  |  | REM
| - | #N/A | #N/A | #N/A | Material Claiming | 0 |  |  | #N/A |  |  |  | 0 |  |  | SLM |  |  | REM
| - | #N/A | #N/A | #N/A | Material Claiming | 0 |  |  | #N/A |  |  |  | 0 |  |  | SLM |  |  | REM
| - | #N/A | #N/A | #N/A | Material Claiming | 0 |  |  | #N/A |  |  |  | 0 |  |  | SLM |  |  | REM
| - | #N/A | #N/A | #N/A | Material Claiming | 0 |  |  | #N/A |  |  |  | 0 |  |  | SLM |  |  | REM
| - | #N/A | #N/A | #N/A | Material Claiming | 0 |  |  | #N/A |  |  |  | 0 |  |  | SLM |  |  | REM
| - | #N/A | #N/A | #N/A | Material Claiming | 0 |  |  | #N/A |  |  |  | 0 |  |  | SLM |  |  | REM
| - | #N/A | #N/A | #N/A | Material Claiming | 0 |  |  | #N/A |  |  |  | 0 |  |  | SLM |  |  | REM
| - | #N/A | #N/A | #N/A | Material Claiming | 0 |  |  | #N/A |  |  |  | 0 |  |  | SLM |  |  | REM
| - | #N/A | #N/A | #N/A | Material Claiming | 0 |  |  | #N/A |  |  |  | 0 |  |  | SLM |  |  | REM
| - | #N/A | #N/A | #N/A | Material Claiming | 0 |  |  | #N/A |  |  |  | 0 |  |  | SLM |  |  | REM
| - | #N/A | #N/A | #N/A | Material Claiming | 0 |  |  | #N/A |  |  |  | 0 |  |  | SLM |  |  | REM
| - | #N/A | #N/A | #N/A | Material Claiming | 0 |  |  | #N/A |  |  |  | 0 |  |  | SLM |  |  | REM
| - | #N/A | #N/A | #N/A | Material Claiming | 0 |  |  | #N/A |  |  |  | 0 |  |  | SLM |  |  | REM
| - | #N/A | #N/A | #N/A | Material Claiming | 0 |  |  | #N/A |  |  |  | 0 |  |  | SLM |  |  | REM
| - | #N/A | #N/A | #N/A | Material Claiming | 0 |  |  | #N/A |  |  |  | 0 |  |  | SLM |  |  | REM
| - | #N/A | #N/A | #N/A | Material Claiming | 0 |  |  | #N/A |  |  |  | 0 |  |  | SLM |  |  | REM
| - | #N/A | #N/A | #N/A | Material Claiming | 0 |  |  | #N/A |  |  |  | 0 |  |  | SLM |  |  | REM
| - | #N/A | #N/A | #N/A | Material Claiming | 0 |  |  | #N/A |  |  |  | 0 |  |  | SLM |  |  | REM
| - | #N/A | #N/A | #N/A | Material Claiming | 0 |  |  | #N/A |  |  |  | 0 |  |  | SLM |  |  | REM
| - | #N/A | #N/A | #N/A | Material Claiming | 0 |  |  | #N/A |  |  |  | 0 |  |  | SLM |  |  | REM
| - | #N/A | #N/A | #N/A | Material Claiming | 0 |  |  | #N/A |  |  |  | 0 |  |  | SLM |  |  | REM
| - | #N/A | #N/A | #N/A | Material Claiming | 0 |  |  | #N/A |  |  |  | 0 |  |  | SLM |  |  | REM
| - | #N/A | #N/A | #N/A | Material Claiming | 0 |  |  | #N/A |  |  |  | 0 |  |  | SLM |  |  | REM
| - | #N/A | #N/A | #N/A | Material Claiming | 0 |  |  | #N/A |  |  |  | 0 |  |  | SLM |  |  | REM
| - | #N/A | #N/A | #N/A | Material Claiming | 0 |  |  | #N/A |  |  |  | 0 |  |  | SLM |  |  | REM
| - | #N/A | #N/A | #N/A | Material Claiming | 0 |  |  | #N/A |  |  |  | 0 |  |  | SLM |  |  | REM
| - | #N/A | #N/A | #N/A | Material Claiming | 0 |  |  | #N/A |  |  |  | 0 |  |  | SLM |  |  | REM
| - | #N/A | #N/A | #N/A | Material Claiming | 0 |  |  | #N/A |  |  |  | 0 |  |  | SLM |  |  | REM
| - | #N/A | #N/A | #N/A | Material Claiming | 0 |  |  | #N/A |  |  |  | 0 |  |  | SLM |  |  | REM
| - | #N/A | #N/A | #N/A | Material Claiming | 0 |  |  | #N/A |  |  |  | 0 |  |  | SLM |  |  | REM
| - | #N/A | #N/A | #N/A | Material Claiming | 0 |  |  | #N/A |  |  |  | 0 |  |  | SLM |  |  | REM
| - | #N/A | #N/A | #N/A | Material Claiming | 0 |  |  | #N/A |  |  |  | 0 |  |  | SLM |  |  | REM
| - | #N/A | #N/A | #N/A | Material Claiming | 0 |  |  | #N/A |  |  |  | 0 |  |  | SLM |  |  | REM
| - | #N/A | #N/A | #N/A | Material Claiming | 0 |  |  | #N/A |  |  |  | 0 |  |  | SLM |  |  | REM
| - | #N/A | #N/A | #N/A | Material Claiming | 0 |  |  | #N/A |  |  |  | 0 |  |  | SLM |  |  | REM
| - | #N/A | #N/A | #N/A | Material Claiming | 0 |  |  | #N/A |  |  |  | 0 |  |  | SLM |  |  | REM
| - | #N/A | #N/A | #N/A | Material Claiming | 0 |  |  | #N/A |  |  |  | 0 |  |  | SLM |  |  | REM
| - | #N/A | #N/A | #N/A | Material Claiming | 0 |  |  | #N/A |  |  |  | 0 |  |  | SLM |  |  | REM
| - | #N/A | #N/A | #N/A | Material Claiming | 0 |  |  | #N/A |  |  |  | 0 |  |  | SLM |  |  | REM
| - | #N/A | #N/A | #N/A | Material Claiming | 0 |  |  | #N/A |  |  |  | 0 |  |  | SLM |  |  | REM
| - | #N/A | #N/A | #N/A | Material Claiming | 0 |  |  | #N/A |  |  |  | 0 |  |  | SLM |  |  | REM
| - | #N/A | #N/A | #N/A | Material Claiming | 0 |  |  | #N/A |  |  |  | 0 |  |  | SLM |  |  | REM
| - | #N/A | #N/A | #N/A | Material Claiming | 0 |  |  | #N/A |  |  |  | 0 |  |  | SLM |  |  | REM
| - | #N/A | #N/A | #N/A | Material Claiming | 0 |  |  | #N/A |  |  |  | 0 |  |  | SLM |  |  | REM
| - | #N/A | #N/A | #N/A | Material Claiming | 0 |  |  | #N/A |  |  |  | 0 |  |  | SLM |  |  | REM
| - | #N/A | #N/A | #N/A | Material Claiming | 0 |  |  | #N/A |  |  |  | 0 |  |  | SLM |  |  | REM
| - | #N/A | #N/A | #N/A | Material Claiming | 0 |  |  | #N/A |  |  |  | 0 |  |  | SLM |  |  | REM
| - | #N/A | #N/A | #N/A | Material Claiming | 0 |  |  | #N/A |  |  |  | 0 |  |  | SLM |  |  | REM
| - | #N/A | #N/A | #N/A | Material Claiming | 0 |  |  | #N/A |  |  |  | 0 |  |  | SLM |  |  | REM
| - | #N/A | #N/A | #N/A | Material Claiming | 0 |  |  | #N/A |  |  |  | 0 |  |  | SLM |  |  | REM
| - | #N/A | #N/A | #N/A | Material Claiming | 0 |  |  | #N/A |  |  |  | 0 |  |  | SLM |  |  | REM
| - | #N/A | #N/A | #N/A | Material Claiming | 0 |  |  | #N/A |  |  |  | 0 |  |  | SLM |  |  | REM
| - | #N/A | #N/A | #N/A | Material Claiming | 0 |  |  | #N/A |  |  |  | 0 |  |  | SLM |  |  | REM
| - | #N/A | #N/A | #N/A | Material Claiming | 0 |  |  | #N/A |  |  |  | 0 |  |  | SLM |  |  | REM
| - | #N/A | #N/A | #N/A | Material Claiming | 0 |  |  | #N/A |  |  |  | 0 |  |  | SLM |  |  | REM
| - | #N/A | #N/A | #N/A | Material Claiming | 0 |  |  | #N/A |  |  |  | 0 |  |  | SLM |  |  | REM
| - | #N/A | #N/A | #N/A | Material Claiming | 0 |  |  | #N/A |  |  |  | 0 |  |  | SLM |  |  | REM
| - | #N/A | #N/A | #N/A | Material Claiming | 0 |  |  | #N/A |  |  |  | 0 |  |  | SLM |  |  | REM
| - | #N/A | #N/A | #N/A | Material Claiming | 0 |  |  | #N/A |  |  |  | 0 |  |  | SLM |  |  | REM
| - | #N/A | #N/A | #N/A | Material Claiming | 0 |  |  | #N/A |  |  |  | 0 |  |  | SLM |  |  | REM
| - | #N/A | #N/A | #N/A | Material Claiming | 0 |  |  | #N/A |  |  |  | 0 |  |  | SLM |  |  | REM
| - | #N/A | #N/A | #N/A | Material Claiming | 0 |  |  | #N/A |  |  |  | 0 |  |  | SLM |  |  | REM
| - | #N/A | #N/A | #N/A | Material Claiming | 0 |  |  | #N/A |  |  |  | 0 |  |  | SLM |  |  | REM
| - | #N/A | #N/A | #N/A | Material Claiming | 0 |  |  | #N/A |  |  |  | 0 |  |  | SLM |  |  | REM
| - | #N/A | #N/A | #N/A | Material Claiming | 0 |  |  | #N/A |  |  |  | 0 |  |  | SLM |  |  | REM
| - | #N/A | #N/A | #N/A | Material Claiming | 0 |  |  | #N/A |  |  |  | 0 |  |  | SLM |  |  | REM
| - | #N/A | #N/A | #N/A | Material Claiming | 0 |  |  | #N/A |  |  |  | 0 |  |  | SLM |  |  | REM
| - | #N/A | #N/A | #N/A | Material Claiming | 0 |  |  | #N/A |  |  |  | 0 |  |  | SLM |  |  | REM
| - | #N/A | #N/A | #N/A | Material Claiming | 0 |  |  | #N/A |  |  |  | 0 |  |  | SLM |  |  | REM
| - | #N/A | #N/A | #N/A | Material Claiming | 0 |  |  | #N/A |  |  |  | 0 |  |  | SLM |  |  | REM
| - | #N/A | #N/A | #N/A | Material Claiming | 0 |  |  | #N/A |  |  |  | 0 |  |  | SLM |  |  | REM
| - | #N/A | #N/A | #N/A | Material Claiming | 0 |  |  | #N/A |  |  |  | 0 |  |  | SLM |  |  | REM
| - | #N/A | #N/A | #N/A | Material Claiming | 0 |  |  | #N/A |  |  |  | 0 |  |  | SLM |  |  | REM
| - | #N/A | #N/A | #N/A | Material Claiming | 0 |  |  | #N/A |  |  |  | 0 |  |  | SLM |  |  | REM
| - | #N/A | #N/A | #N/A | Material Claiming | 0 |  |  | #N/A |  |  |  | 0 |  |  | SLM |  |  | REM
| - | #N/A | #N/A | #N/A | Material Claiming | 0 |  |  | #N/A |  |  |  | 0 |  |  | SLM |  |  | REM
| - | #N/A | #N/A | #N/A | Material Claiming | 0 |  |  | #N/A |  |  |  | 0 |  |  | SLM |  |  | REM
| - | #N/A | #N/A | #N/A | Material Claiming | 0 |  |  | #N/A |  |  |  | 0 |  |  | SLM |  |  | REM
| - | #N/A | #N/A | #N/A | Material Claiming | 0 |  |  | #N/A |  |  |  | 0 |  |  | SLM |  |  | REM
| - | #N/A | #N/A | #N/A | Material Claiming | 0 |  |  | #N/A |  |  |  | 0 |  |  | SLM |  |  | REM
| - | #N/A | #N/A | #N/A | Material Claiming | 0 |  |  | #N/A |  |  |  | 0 |  |  | SLM |  |  | REM
| - | #N/A | #N/A | #N/A | Material Claiming | 0 |  |  | #N/A |  |  |  | 0 |  |  | SLM |  |  | REM
| - | #N/A | #N/A | #N/A | Material Claiming | 0 |  |  | #N/A |  |  |  | 0 |  |  | SLM |  |  | REM
| - | #N/A | #N/A | #N/A | Material Claiming | 0 |  |  | #N/A |  |  |  | 0 |  |  | SLM |  |  | REM
| - | #N/A | #N/A | #N/A | Material Claiming | 0 |  |  | #N/A |  |  |  | 0 |  |  | SLM |  |  | REM
| - | #N/A | #N/A | #N/A | Material Claiming | 0 |  |  | #N/A |  |  |  | 0 |  |  | SLM |  |  | REM
| - | #N/A | #N/A | #N/A | Material Claiming | 0 |  |  | #N/A |  |  |  | 0 |  |  | SLM |  |  | REM
| - | #N/A | #N/A | #N/A | Material Claiming | 0 |  |  | #N/A |  |  |  | 0 |  |  | SLM |  |  | REM
| - | #N/A | #N/A | #N/A | Material Claiming | 0 |  |  | #N/A |  |  |  | 0 |  |  | SLM |  |  | REM
| - | #N/A | #N/A | #N/A | Material Claiming | 0 |  |  | #N/A |  |  |  | 0 |  |  | SLM |  |  | REM
| - | #N/A | #N/A | #N/A | Material Claiming | 0 |  |  | #N/A |  |  |  | 0 |  |  | SLM |  |  | REM
| - | #N/A | #N/A | #N/A | Material Claiming | 0 |  |  | #N/A |  |  |  | 0 |  |  | SLM |  |  | REM
| - | #N/A | #N/A | #N/A | Material Claiming | 0 |  |  | #N/A |  |  |  | 0 |  |  | SLM |  |  | REM
| - | #N/A | #N/A | #N/A | Material Claiming | 0 |  |  | #N/A |  |  |  | 0 |  |  | SLM |  |  | REM
| - | #N/A | #N/A | #N/A | Material Claiming | 0 |  |  | #N/A |  |  |  | 0 |  |  | SLM |  |  | REM
| - | #N/A | #N/A | #N/A | Material Claiming | 0 |  |  | #N/A |  |  |  | 0 |  |  | SLM |  |  | REM
| - | #N/A | #N/A | #N/A | Material Claiming | 0 |  |  | #N/A |  |  |  | 0 |  |  | SLM |  |  | REM
| - | #N/A | #N/A | #N/A | Material Claiming | 0 |  |  | #N/A |  |  |  | 0 |  |  | SLM |  |  | REM
| - | #N/A | #N/A | #N/A | Material Claiming | 0 |  |  | #N/A |  |  |  | 0 |  |  | SLM |  |  | REM
| - | #N/A | #N/A | #N/A | Material Claiming | 0 |  |  | #N/A |  |  |  | 0 |  |  | SLM |  |  | REM
| - | #N/A | #N/A | #N/A | Material Claiming | 0 |  |  | #N/A |  |  |  | 0 |  |  | SLM |  |  | REM
| - | #N/A | #N/A | #N/A | Material Claiming | 0 |  |  | #N/A |  |  |  | 0 |  |  | SLM |  |  | REM
| - | #N/A | #N/A | #N/A | Material Claiming | 0 |  |  | #N/A |  |  |  | 0 |  |  | SLM |  |  | REM
| - | #N/A | #N/A | #N/A | Material Claiming | 0 |  |  | #N/A |  |  |  | 0 |  |  | SLM |  |  | REM
| - | #N/A | #N/A | #N/A | Material Claiming | 0 |  |  | #N/A |  |  |  | 0 |  |  | SLM |  |  | REM
| - | #N/A | #N/A | #N/A | Material Claiming | 0 |  |  | #N/A |  |  |  | 0 |  |  | SLM |  |  | REM
| - | #N/A | #N/A | #N/A | Material Claiming | 0 |  |  | #N/A |  |  |  | 0 |  |  | SLM |  |  | REM
| - | #N/A | #N/A | #N/A | Material Claiming | 0 |  |  | #N/A |  |  |  | 0 |  |  | SLM |  |  | REM
| - | #N/A | #N/A | #N/A | Material Claiming | 0 |  |  | #N/A |  |  |  | 0 |  |  | SLM |  |  | REM
| - | #N/A | #N/A | #N/A | Material Claiming | 0 |  |  | #N/A |  |  |  | 0 |  |  | SLM |  |  | REM
| - | #N/A | #N/A | #N/A | Material Claiming | 0 |  |  | #N/A |  |  |  | 0 |  |  | SLM |  |  | REM
| - | #N/A | #N/A | #N/A | Material Claiming | 0 |  |  | #N/A |  |  |  | 0 |  |  | SLM |  |  | REM
| - | #N/A | #N/A | #N/A | Material Claiming | 0 |  |  | #N/A |  |  |  | 0 |  |  | SLM |  |  | REM
| - | #N/A | #N/A | #N/A | Material Claiming | 0 |  |  | #N/A |  |  |  | 0 |  |  | SLM |  |  | REM
| - | #N/A | #N/A | #N/A | Material Claiming | 0 |  |  | #N/A |  |  |  | 0 |  |  | SLM |  |  | REM
| - | #N/A | #N/A | #N/A | Material Claiming | 0 |  |  | #N/A |  |  |  | 0 |  |  | SLM |  |  | REM
| - | #N/A | #N/A | #N/A | Material Claiming | 0 |  |  | #N/A |  |  |  | 0 |  |  | SLM |  |  | REM
| - | #N/A | #N/A | #N/A | Material Claiming | 0 |  |  | #N/A |  |  |  | 0 |  |  | SLM |  |  | REM
| - | #N/A | #N/A | #N/A | Material Claiming | 0 |  |  | #N/A |  |  |  | 0 |  |  | SLM |  |  | REM
| - | #N/A | #N/A | #N/A | Material Claiming | 0 |  |  | #N/A |  |  |  | 0 |  |  | SLM |  |  | REM
| - | #N/A | #N/A | #N/A | Material Claiming | 0 |  |  | #N/A |  |  |  | 0 |  |  | SLM |  |  | REM
| - | #N/A | #N/A | #N/A | Material Claiming | 0 |  |  | #N/A |  |  |  | 0 |  |  | SLM |  |  | REM
| - | #N/A | #N/A | #N/A | Material Claiming | 0 |  |  | #N/A |  |  |  | 0 |  |  | SLM |  |  | REM
| - | #N/A | #N/A | #N/A | Material Claiming | 0 |  |  | #N/A |  |  |  | 0 |  |  | SLM |  |  | REM
| - | #N/A | #N/A | #N/A | Material Claiming | 0 |  |  | #N/A |  |  |  | 0 |  |  | SLM |  |  | REM
| - | #N/A | #N/A | #N/A | Material Claiming | 0 |  |  | #N/A |  |  |  | 0 |  |  | SLM |  |  | REM
| - | #N/A | #N/A | #N/A | Material Claiming | 0 |  |  | #N/A |  |  |  | 0 |  |  | SLM |  |  | REM
| - | #N/A | #N/A | #N/A | Material Claiming | 0 |  |  | #N/A |  |  |  | 0 |  |  | SLM |  |  | REM
| - | #N/A | #N/A | #N/A | Material Claiming | 0 |  |  | #N/A |  |  |  | 0 |  |  | SLM |  |  | REM
| - | #N/A | #N/A | #N/A | Material Claiming | 0 |  |  | #N/A |  |  |  | 0 |  |  | SLM |  |  | REM
| - | #N/A | #N/A | #N/A | Material Claiming | 0 |  |  | #N/A |  |  |  | 0 |  |  | SLM |  |  | REM
| - | #N/A | #N/A | #N/A | Material Claiming | 0 |  |  | #N/A |  |  |  | 0 |  |  | SLM |  |  | REM
| - | #N/A | #N/A | #N/A | Material Claiming | 0 |  |  | #N/A |  |  |  | 0 |  |  | SLM |  |  | REM
| - | #N/A | #N/A | #N/A | Material Claiming | 0 |  |  | #N/A |  |  |  | 0 |  |  | SLM |  |  | REM
| - | #N/A | #N/A | #N/A | Material Claiming | 0 |  |  | #N/A |  |  |  | 0 |  |  | SLM |  |  | REM
| - | #N/A | #N/A | #N/A | Material Claiming | 0 |  |  | #N/A |  |  |  | 0 |  |  | SLM |  |  | REM
| - | #N/A | #N/A | #N/A | Material Claiming | 0 |  |  | #N/A |  |  |  | 0 |  |  | SLM |  |  | REM
| - | #N/A | #N/A | #N/A | Material Claiming | 0 |  |  | #N/A |  |  |  | 0 |  |  | SLM |  |  | REM
| - | #N/A | #N/A | #N/A | Material Claiming | 0 |  |  | #N/A |  |  |  | 0 |  |  | SLM |  |  | REM
| - | #N/A | #N/A | #N/A | Material Claiming | 0 |  |  | #N/A |  |  |  | 0 |  |  | SLM |  |  | REM
| - | #N/A | #N/A | #N/A | Material Claiming | 0 |  |  | #N/A |  |  |  | 0 |  |  | SLM |  |  | REM
| - | #N/A | #N/A | #N/A | Material Claiming | 0 |  |  | #N/A |  |  |  | 0 |  |  | SLM |  |  | REM
| - | #N/A | #N/A | #N/A | Material Claiming | 0 |  |  | #N/A |  |  |  | 0 |  |  | SLM |  |  | REM
| - | #N/A | #N/A | #N/A | Material Claiming | 0 |  |  | #N/A |  |  |  | 0 |  |  | SLM |  |  | REM
| - | #N/A | #N/A | #N/A | Material Claiming | 0 |  |  | #N/A |  |  |  | 0 |  |  | SLM |  |  | REM
| - | #N/A | #N/A | #N/A | Material Claiming | 0 |  |  | #N/A |  |  |  | 0 |  |  | SLM |  |  | REM
| - | #N/A | #N/A | #N/A | Material Claiming | 0 |  |  | #N/A |  |  |  | 0 |  |  | SLM |  |  | REM
| - | #N/A | #N/A | #N/A | Material Claiming | 0 |  |  | #N/A |  |  |  | 0 |  |  | SLM |  |  | REM
| - | #N/A | #N/A | #N/A | Material Claiming | 0 |  |  | #N/A |  |  |  | 0 |  |  | SLM |  |  | REM
| - | #N/A | #N/A | #N/A | Material Claiming | 0 |  |  | #N/A |  |  |  | 0 |  |  | SLM |  |  | REM
| - | #N/A | #N/A | #N/A | Material Claiming | 0 |  |  | #N/A |  |  |  | 0 |  |  | SLM |  |  | REM
| - | #N/A | #N/A | #N/A | Material Claiming | 0 |  |  | #N/A |  |  |  | 0 |  |  | SLM |  |  | REM
| - | #N/A | #N/A | #N/A | Material Claiming | 0 |  |  | #N/A |  |  |  | 0 |  |  | SLM |  |  | REM
| - | #N/A | #N/A | #N/A | Material Claiming | 0 |  |  | #N/A |  |  |  | 0 |  |  | SLM |  |  | REM
| - | #N/A | #N/A | #N/A | Material Claiming | 0 |  |  | #N/A |  |  |  | 0 |  |  | SLM |  |  | REM
| - | #N/A | #N/A | #N/A | Material Claiming | 0 |  |  | #N/A |  |  |  | 0 |  |  | SLM |  |  | REM
| - | #N/A | #N/A | #N/A | Material Claiming | 0 |  |  | #N/A |  |  |  | 0 |  |  | SLM |  |  | REM
| - | #N/A | #N/A | #N/A | Material Claiming | 0 |  |  | #N/A |  |  |  | 0 |  |  | SLM |  |  | REM
| - | #N/A | #N/A | #N/A | Material Claiming | 0 |  |  | #N/A |  |  |  | 0 |  |  | SLM |  |  | REM
| - | #N/A | #N/A | #N/A | Material Claiming | 0 |  |  | #N/A |  |  |  | 0 |  |  | SLM |  |  | REM
| - | #N/A | #N/A | #N/A | Material Claiming | 0 |  |  | #N/A |  |  |  | 0 |  |  | SLM |  |  | REM
| - | #N/A | #N/A | #N/A | Material Claiming | 0 |  |  | #N/A |  |  |  | 0 |  |  | SLM |  |  | REM
| - | #N/A | #N/A | #N/A | Material Claiming | 0 |  |  | #N/A |  |  |  | 0 |  |  | SLM |  |  | REM
| - | #N/A | #N/A | #N/A | Material Claiming | 0 |  |  | #N/A |  |  |  | 0 |  |  | SLM |  |  | REM
| - | #N/A | #N/A | #N/A | Material Claiming | 0 |  |  | #N/A |  |  |  | 0 |  |  | SLM |  |  | REM
| - | #N/A | #N/A | #N/A | Material Claiming | 0 |  |  | #N/A |  |  |  | 0 |  |  | SLM |  |  | REM
| - | #N/A | #N/A | #N/A | Material Claiming | 0 |  |  | #N/A |  |  |  | 0 |  |  | SLM |  |  | REM
| - | #N/A | #N/A | #N/A | Material Claiming | 0 |  |  | #N/A |  |  |  | 0 |  |  | SLM |  |  | REM
| - | #N/A | #N/A | #N/A | Material Claiming | 0 |  |  | #N/A |  |  |  | 0 |  |  | SLM |  |  | REM
| - | #N/A | #N/A | #N/A | Material Claiming | 0 |  |  | #N/A |  |  |  | 0 |  |  | SLM |  |  | REM
| - | #N/A | #N/A | #N/A | Material Claiming | 0 |  |  | #N/A |  |  |  | 0 |  |  | SLM |  |  | REM
| - | #N/A | #N/A | #N/A | Material Claiming | 0 |  |  | #N/A |  |  |  | 0 |  |  | SLM |  |  | REM
| - | #N/A | #N/A | #N/A | Material Claiming | 0 |  |  | #N/A |  |  |  | 0 |  |  | SLM |  |  | REM
| - | #N/A | #N/A | #N/A | Material Claiming | 0 |  |  | #N/A |  |  |  | 0 |  |  | SLM |  |  | REM
| - | #N/A | #N/A | #N/A | Material Claiming | 0 |  |  | #N/A |  |  |  | 0 |  |  | SLM |  |  | REM
| - | #N/A | #N/A | #N/A | Material Claiming | 0 |  |  | #N/A |  |  |  | 0 |  |  | SLM |  |  | REM
| - | #N/A | #N/A | #N/A | Material Claiming | 0 |  |  | #N/A |  |  |  | 0 |  |  | SLM |  |  | REM
| - | #N/A | #N/A | #N/A | Material Claiming | 0 |  |  | #N/A |  |  |  | 0 |  |  | SLM |  |  | REM
| - | #N/A | #N/A | #N/A | Material Claiming | 0 |  |  | #N/A |  |  |  | 0 |  |  | SLM |  |  | REM
| - | #N/A | #N/A | #N/A | Material Claiming | 0 |  |  | #N/A |  |  |  | 0 |  |  | SLM |  |  | REM
| - | #N/A | #N/A | #N/A | Material Claiming | 0 |  |  | #N/A |  |  |  | 0 |  |  | SLM |  |  | REM
| - | #N/A | #N/A | #N/A | Material Claiming | 0 |  |  | #N/A |  |  |  | 0 |  |  | SLM |  |  | REM
| - | #N/A | #N/A | #N/A | Material Claiming | 0 |  |  | #N/A |  |  |  | 0 |  |  | SLM |  |  | REM
| - | #N/A | #N/A | #N/A | Material Claiming | 0 |  |  | #N/A |  |  |  | 0 |  |  | SLM |  |  | REM
| - | #N/A | #N/A | #N/A | Material Claiming | 0 |  |  | #N/A |  |  |  | 0 |  |  | SLM |  |  | REM
| - | #N/A | #N/A | #N/A | Material Claiming | 0 |  |  | #N/A |  |  |  | 0 |  |  | SLM |  |  | REM
| - | #N/A | #N/A | #N/A | Material Claiming | 0 |  |  | #N/A |  |  |  | 0 |  |  | SLM |  |  | REM
| - | #N/A | #N/A | #N/A | Material Claiming | 0 |  |  | #N/A |  |  |  | 0 |  |  | SLM |  |  | REM
| - | #N/A | #N/A | #N/A | Material Claiming | 0 |  |  | #N/A |  |  |  | 0 |  |  | SLM |  |  | REM
| - | #N/A | #N/A | #N/A | Material Claiming | 0 |  |  | #N/A |  |  |  | 0 |  |  | SLM |  |  | REM
| - | #N/A | #N/A | #N/A | Material Claiming | 0 |  |  | #N/A |  |  |  | 0 |  |  | SLM |  |  | REM
| - | #N/A | #N/A | #N/A | Material Claiming | 0 |  |  | #N/A |  |  |  | 0 |  |  | SLM |  |  | REM
| - | #N/A | #N/A | #N/A | Material Claiming | 0 |  |  | #N/A |  |  |  | 0 |  |  | SLM |  |  | REM
| - | #N/A | #N/A | #N/A | Material Claiming | 0 |  |  | #N/A |  |  |  | 0 |  |  | SLM |  |  | REM
| - | #N/A | #N/A | #N/A | Material Claiming | 0 |  |  | #N/A |  |  |  | 0 |  |  | SLM |  |  | REM
| - | #N/A | #N/A | #N/A | Material Claiming | 0 |  |  | #N/A |  |  |  | 0 |  |  | SLM |  |  | REM
| - | #N/A | #N/A | #N/A | Material Claiming | 0 |  |  | #N/A |  |  |  | 0 |  |  | SLM |  |  | REM
| - | #N/A | #N/A | #N/A | Material Claiming | 0 |  |  | #N/A |  |  |  | 0 |  |  | SLM |  |  | REM
| - | #N/A | #N/A | #N/A | Material Claiming | 0 |  |  | #N/A |  |  |  | 0 |  |  | SLM |  |  | REM
| - | #N/A | #N/A | #N/A | Material Claiming | 0 |  |  | #N/A |  |  |  | 0 |  |  | SLM |  |  | REM
| - | #N/A | #N/A | #N/A | Material Claiming | 0 |  |  | #N/A |  |  |  | 0 |  |  | SLM |  |  | REM
| - | #N/A | #N/A | #N/A | Material Claiming | 0 |  |  | #N/A |  |  |  | 0 |  |  | SLM |  |  | REM
| - | #N/A | #N/A | #N/A | Material Claiming | 0 |  |  | #N/A |  |  |  | 0 |  |  | SLM |  |  | REM
| - | #N/A | #N/A | #N/A | Material Claiming | 0 |  |  | #N/A |  |  |  | 0 |  |  | SLM |  |  | REM
| - | #N/A | #N/A | #N/A | Material Claiming | 0 |  |  | #N/A |  |  |  | 0 |  |  | SLM |  |  | REM
| - | #N/A | #N/A | #N/A | Material Claiming | 0 |  |  | #N/A |  |  |  | 0 |  |  | SLM |  |  | REM
| - | #N/A | #N/A | #N/A | Material Claiming | 0 |  |  | #N/A |  |  |  | 0 |  |  | SLM |  |  | REM
| - | #N/A | #N/A | #N/A | Material Claiming | 0 |  |  | #N/A |  |  |  | 0 |  |  | SLM |  |  | REM
| - | #N/A | #N/A | #N/A | Material Claiming | 0 |  |  | #N/A |  |  |  | 0 |  |  | SLM |  |  | REM
| - | #N/A | #N/A | #N/A | Material Claiming | 0 |  |  | #N/A |  |  |  | 0 |  |  | SLM |  |  | REM
| - | #N/A | #N/A | #N/A | Material Claiming | 0 |  |  | #N/A |  |  |  | 0 |  |  | SLM |  |  | REM
| - | #N/A | #N/A | #N/A | Material Claiming | 0 |  |  | #N/A |  |  |  | 0 |  |  | SLM |  |  | REM
| - | #N/A | #N/A | #N/A | Material Claiming | 0 |  |  | #N/A |  |  |  | 0 |  |  | SLM |  |  | REM
| - | #N/A | #N/A | #N/A | Material Claiming | 0 |  |  | #N/A |  |  |  | 0 |  |  | SLM |  |  | REM
| - | #N/A | #N/A | #N/A | Material Claiming | 0 |  |  | #N/A |  |  |  | 0 |  |  | SLM |  |  | REM
| - | #N/A | #N/A | #N/A | Material Claiming | 0 |  |  | #N/A |  |  |  | 0 |  |  | SLM |  |  | REM
| - | #N/A | #N/A | #N/A | Material Claiming | 0 |  |  | #N/A |  |  |  | 0 |  |  | SLM |  |  | REM
| - | #N/A | #N/A | #N/A | Material Claiming | 0 |  |  | #N/A |  |  |  | 0 |  |  | SLM |  |  | REM
| - | #N/A | #N/A | #N/A | Material Claiming | 0 |  |  | #N/A |  |  |  | 0 |  |  | SLM |  |  | REM
| - | #N/A | #N/A | #N/A | Material Claiming | 0 |  |  | #N/A |  |  |  | 0 |  |  | SLM |  |  | REM
| - | #N/A | #N/A | #N/A | Material Claiming | 0 |  |  | #N/A |  |  |  | 0 |  |  | SLM |  |  | REM
| - | #N/A | #N/A | #N/A | Material Claiming | 0 |  |  | #N/A |  |  |  | 0 |  |  | SLM |  |  | REM
| - | #N/A | #N/A | #N/A | Material Claiming | 0 |  |  | #N/A |  |  |  | 0 |  |  | SLM |  |  | REM
| - | #N/A | #N/A | #N/A | Material Claiming | 0 |  |  | #N/A |  |  |  | 0 |  |  | SLM |  |  | REM
| - | #N/A | #N/A | #N/A | Material Claiming | 0 |  |  | #N/A |  |  |  | 0 |  |  | SLM |  |  | REM
| - | #N/A | #N/A | #N/A | Material Claiming | 0 |  |  | #N/A |  |  |  | 0 |  |  | SLM |  |  | REM
| - | #N/A | #N/A | #N/A | Material Claiming | 0 |  |  | #N/A |  |  |  | 0 |  |  | SLM |  |  | REM
| - | #N/A | #N/A | #N/A | Material Claiming | 0 |  |  | #N/A |  |  |  | 0 |  |  | SLM |  |  | REM
| - | #N/A | #N/A | #N/A | Material Claiming | 0 |  |  | #N/A |  |  |  | 0 |  |  | SLM |  |  | REM
| - | #N/A | #N/A | #N/A | Material Claiming | 0 |  |  | #N/A |  |  |  | 0 |  |  | SLM |  |  | REM
| - | #N/A | #N/A | #N/A | Material Claiming | 0 |  |  | #N/A |  |  |  | 0 |  |  | SLM |  |  | REM
| - | #N/A | #N/A | #N/A | Material Claiming | 0 |  |  | #N/A |  |  |  | 0 |  |  | SLM |  |  | REM
| - | #N/A | #N/A | #N/A | Material Claiming | 0 |  |  | #N/A |  |  |  | 0 |  |  | SLM |  |  | REM
| - | #N/A | #N/A | #N/A | Material Claiming | 0 |  |  | #N/A |  |  |  | 0 |  |  | SLM |  |  | REM
| - | #N/A | #N/A | #N/A | Material Claiming | 0 |  |  | #N/A |  |  |  | 0 |  |  | SLM |  |  | REM
| - | #N/A | #N/A | #N/A | Material Claiming | 0 |  |  | #N/A |  |  |  | 0 |  |  | SLM |  |  | REM
| - | #N/A | #N/A | #N/A | Material Claiming | 0 |  |  | #N/A |  |  |  | 0 |  |  | SLM |  |  | REM
| - | #N/A | #N/A | #N/A | Material Claiming | 0 |  |  | #N/A |  |  |  | 0 |  |  | SLM |  |  | REM
| - | #N/A | #N/A | #N/A | Material Claiming | 0 |  |  | #N/A |  |  |  | 0 |  |  | SLM |  |  | REM
| - | #N/A | #N/A | #N/A | Material Claiming | 0 |  |  | #N/A |  |  |  | 0 |  |  | SLM |  |  | REM
| - | #N/A | #N/A | #N/A | Material Claiming | 0 |  |  | #N/A |  |  |  | 0 |  |  | SLM |  |  | REM
| - | #N/A | #N/A | #N/A | Material Claiming | 0 |  |  | #N/A |  |  |  | 0 |  |  | SLM |  |  | REM
| - | #N/A | #N/A | #N/A | Material Claiming | 0 |  |  | #N/A |  |  |  | 0 |  |  | SLM |  |  | REM
| - | #N/A | #N/A | #N/A | Material Claiming | 0 |  |  | #N/A |  |  |  | 0 |  |  | SLM |  |  | REM
| - | #N/A | #N/A | #N/A | Material Claiming | 0 |  |  | #N/A |  |  |  | 0 |  |  | SLM |  |  | REM
| - | #N/A | #N/A | #N/A | Material Claiming | 0 |  |  | #N/A |  |  |  | 0 |  |  | SLM |  |  | REM
| - | #N/A | #N/A | #N/A | Material Claiming | 0 |  |  | #N/A |  |  |  | 0 |  |  | SLM |  |  | REM
| - | #N/A | #N/A | #N/A | Material Claiming | 0 |  |  | #N/A |  |  |  | 0 |  |  | SLM |  |  | REM
| - | #N/A | #N/A | #N/A | Material Claiming | 0 |  |  | #N/A |  |  |  | 0 |  |  | SLM |  |  | REM
| - | #N/A | #N/A | #N/A | Material Claiming | 0 |  |  | #N/A |  |  |  | 0 |  |  | SLM |  |  | REM
| - | #N/A | #N/A | #N/A | Material Claiming | 0 |  |  | #N/A |  |  |  | 0 |  |  | SLM |  |  | REM
| - | #N/A | #N/A | #N/A | Material Claiming | 0 |  |  | #N/A |  |  |  | 0 |  |  | SLM |  |  | REM
| - | #N/A | #N/A | #N/A | Material Claiming | 0 |  |  | #N/A |  |  |  | 0 |  |  | SLM |  |  | REM
| - | #N/A | #N/A | #N/A | Material Claiming | 0 |  |  | #N/A |  |  |  | 0 |  |  | SLM |  |  | REM
| - | #N/A | #N/A | #N/A | Material Claiming | 0 |  |  | #N/A |  |  |  | 0 |  |  | SLM |  |  | REM
| - | #N/A | #N/A | #N/A | Material Claiming | 0 |  |  | #N/A |  |  |  | 0 |  |  | SLM |  |  | REM
| - | #N/A | #N/A | #N/A | Material Claiming | 0 |  |  | #N/A |  |  |  | 0 |  |  | SLM |  |  | REM
| - | #N/A | #N/A | #N/A | Material Claiming | 0 |  |  | #N/A |  |  |  | 0 |  |  | SLM |  |  | REM
| - | #N/A | #N/A | #N/A | Material Claiming | 0 |  |  | #N/A |  |  |  | 0 |  |  | SLM |  |  | REM
| - | #N/A | #N/A | #N/A | Material Claiming | 0 |  |  | #N/A |  |  |  | 0 |  |  | SLM |  |  | REM
| - | #N/A | #N/A | #N/A | Material Claiming | 0 |  |  | #N/A |  |  |  | 0 |  |  | SLM |  |  | REM
| - | #N/A | #N/A | #N/A | Material Claiming | 0 |  |  | #N/A |  |  |  | 0 |  |  | SLM |  |  | REM
| - | #N/A | #N/A | #N/A | Material Claiming | 0 |  |  | #N/A |  |  |  | 0 |  |  | SLM |  |  | REM
| - | #N/A | #N/A | #N/A | Material Claiming | 0 |  |  | #N/A |  |  |  | 0 |  |  | SLM |  |  | REM
| - | #N/A | #N/A | #N/A | Material Claiming | 0 |  |  | #N/A |  |  |  | 0 |  |  | SLM |  |  | REM
| - | #N/A | #N/A | #N/A | Material Claiming | 0 |  |  | #N/A |  |  |  | 0 |  |  | SLM |  |  | REM
| - | #N/A | #N/A | #N/A | Material Claiming | 0 |  |  | #N/A |  |  |  | 0 |  |  | SLM |  |  | REM
| - | #N/A | #N/A | #N/A | Material Claiming | 0 |  |  | #N/A |  |  |  | 0 |  |  | SLM |  |  | REM
| - | #N/A | #N/A | #N/A | Material Claiming | 0 |  |  | #N/A |  |  |  | 0 |  |  | SLM |  |  | REM
| - | #N/A | #N/A | #N/A | Material Claiming | 0 |  |  | #N/A |  |  |  | 0 |  |  | SLM |  |  | REM
| - | #N/A | #N/A | #N/A | Material Claiming | 0 |  |  | #N/A |  |  |  | 0 |  |  | SLM |  |  | REM
| - | #N/A | #N/A | #N/A | Material Claiming | 0 |  |  | #N/A |  |  |  | 0 |  |  | SLM |  |  | REM
| - | #N/A | #N/A | #N/A | Material Claiming | 0 |  |  | #N/A |  |  |  | 0 |  |  | SLM |  |  | REM
| - | #N/A | #N/A | #N/A | Material Claiming | 0 |  |  | #N/A |  |  |  | 0 |  |  | SLM |  |  | REM
| - | #N/A | #N/A | #N/A | Material Claiming | 0 |  |  | #N/A |  |  |  | 0 |  |  | SLM |  |  | REM
| - | #N/A | #N/A | #N/A | Material Claiming | 0 |  |  | #N/A |  |  |  | 0 |  |  | SLM |  |  | REM
| - | #N/A | #N/A | #N/A | Material Claiming | 0 |  |  | #N/A |  |  |  | 0 |  |  | SLM |  |  | REM
| - | #N/A | #N/A | #N/A | Material Claiming | 0 |  |  | #N/A |  |  |  | 0 |  |  | SLM |  |  | REM
| - | #N/A | #N/A | #N/A | Material Claiming | 0 |  |  | #N/A |  |  |  | 0 |  |  | SLM |  |  | REM
| - | #N/A | #N/A | #N/A | Material Claiming | 0 |  |  | #N/A |  |  |  | 0 |  |  | SLM |  |  | REM
| - | #N/A | #N/A | #N/A | Material Claiming | 0 |  |  | #N/A |  |  |  | 0 |  |  | SLM |  |  | REM
| - | #N/A | #N/A | #N/A | Material Claiming | 0 |  |  | #N/A |  |  |  | 0 |  |  | SLM |  |  | REM
| - | #N/A | #N/A | #N/A | Material Claiming | 0 |  |  | #N/A |  |  |  | 0 |  |  | SLM |  |  | REM
| - | #N/A | #N/A | #N/A | Material Claiming | 0 |  |  | #N/A |  |  |  | 0 |  |  | SLM |  |  | REM
| - | #N/A | #N/A | #N/A | Material Claiming | 0 |  |  | #N/A |  |  |  | 0 |  |  | SLM |  |  | REM
| - | #N/A | #N/A | #N/A | Material Claiming | 0 |  |  | #N/A |  |  |  | 0 |  |  | SLM |  |  | REM
| - | #N/A | #N/A | #N/A | Material Claiming | 0 |  |  | #N/A |  |  |  | 0 |  |  | SLM |  |  | REM
| - | #N/A | #N/A | #N/A | Material Claiming | 0 |  |  | #N/A |  |  |  | 0 |  |  | SLM |  |  | REM
| - | #N/A | #N/A | #N/A | Material Claiming | 0 |  |  | #N/A |  |  |  | 0 |  |  | SLM |  |  | REM
| - | #N/A | #N/A | #N/A | Material Claiming | 0 |  |  | #N/A |  |  |  | 0 |  |  | SLM |  |  | REM
| - | #N/A | #N/A | #N/A | Material Claiming | 0 |  |  | #N/A |  |  |  | 0 |  |  | SLM |  |  | REM
| - | #N/A | #N/A | #N/A | Material Claiming | 0 |  |  | #N/A |  |  |  | 0 |  |  | SLM |  |  | REM
| - | #N/A | #N/A | #N/A | Material Claiming | 0 |  |  | #N/A |  |  |  | 0 |  |  | SLM |  |  | REM
| - | #N/A | #N/A | #N/A | Material Claiming | 0 |  |  | #N/A |  |  |  | 0 |  |  | SLM |  |  | REM
| - | #N/A | #N/A | #N/A | Material Claiming | 0 |  |  | #N/A |  |  |  | 0 |  |  | SLM |  |  | REM
| - | #N/A | #N/A | #N/A | Material Claiming | 0 |  |  | #N/A |  |  |  | 0 |  |  | SLM |  |  | REM
| - | #N/A | #N/A | #N/A | Material Claiming | 0 |  |  | #N/A |  |  |  | 0 |  |  | SLM |  |  | REM
| - | #N/A | #N/A | #N/A | Material Claiming | 0 |  |  | #N/A |  |  |  | 0 |  |  | SLM |  |  | REM
| - | #N/A | #N/A | #N/A | Material Claiming | 0 |  |  | #N/A |  |  |  | 0 |  |  | SLM |  |  | REM
| - | #N/A | #N/A | #N/A | Material Claiming | 0 |  |  | #N/A |  |  |  | 0 |  |  | SLM |  |  | REM
| - | #N/A | #N/A | #N/A | Material Claiming | 0 |  |  | #N/A |  |  |  | 0 |  |  | SLM |  |  | REM
| - | #N/A | #N/A | #N/A | Material Claiming | 0 |  |  | #N/A |  |  |  | 0 |  |  | SLM |  |  | REM
| - | #N/A | #N/A | #N/A | Material Claiming | 0 |  |  | #N/A |  |  |  | 0 |  |  | SLM |  |  | REM
| - | #N/A | #N/A | #N/A | Material Claiming | 0 |  |  | #N/A |  |  |  | 0 |  |  | SLM |  |  | REM
| - | #N/A | #N/A | #N/A | Material Claiming | 0 |  |  | #N/A |  |  |  | 0 |  |  | SLM |  |  | REM
| - | #N/A | #N/A | #N/A | Material Claiming | 0 |  |  | #N/A |  |  |  | 0 |  |  | SLM |  |  | REM
| - | #N/A | #N/A | #N/A | Material Claiming | 0 |  |  | #N/A |  |  |  | 0 |  |  | SLM |  |  | REM
| - | #N/A | #N/A | #N/A | Material Claiming | 0 |  |  | #N/A |  |  |  | 0 |  |  | SLM |  |  | REM
| - | #N/A | #N/A | #N/A | Material Claiming | 0 |  |  | #N/A |  |  |  | 0 |  |  | SLM |  |  | REM
| - | #N/A | #N/A | #N/A | Material Claiming | 0 |  |  | #N/A |  |  |  | 0 |  |  | SLM |  |  | REM
| - | #N/A | #N/A | #N/A | Material Claiming | 0 |  |  | #N/A |  |  |  | 0 |  |  | SLM |  |  | REM
| - | #N/A | #N/A | #N/A | Material Claiming | 0 |  |  | #N/A |  |  |  | 0 |  |  | SLM |  |  | REM
| - | #N/A | #N/A | #N/A | Material Claiming | 0 |  |  | #N/A |  |  |  | 0 |  |  | SLM |  |  | REM
| - | #N/A | #N/A | #N/A | Material Claiming | 0 |  |  | #N/A |  |  |  | 0 |  |  | SLM |  |  | REM
| - | #N/A | #N/A | #N/A | Material Claiming | 0 |  |  | #N/A |  |  |  | 0 |  |  | SLM |  |  | REM
| - | #N/A | #N/A | #N/A | Material Claiming | 0 |  |  | #N/A |  |  |  | 0 |  |  | SLM |  |  | REM
| - | #N/A | #N/A | #N/A | Material Claiming | 0 |  |  | #N/A |  |  |  | 0 |  |  | SLM |  |  | REM
| - | #N/A | #N/A | #N/A | Material Claiming | 0 |  |  | #N/A |  |  |  | 0 |  |  | SLM |  |  | REM
| - | #N/A | #N/A | #N/A | Material Claiming | 0 |  |  | #N/A |  |  |  | 0 |  |  | SLM |  |  | REM
| - | #N/A | #N/A | #N/A | Material Claiming | 0 |  |  | #N/A |  |  |  | 0 |  |  | SLM |  |  | REM
| - | #N/A | #N/A | #N/A | Material Claiming | 0 |  |  | #N/A |  |  |  | 0 |  |  | SLM |  |  | REM
| - | #N/A | #N/A | #N/A | Material Claiming | 0 |  |  | #N/A |  |  |  | 0 |  |  | SLM |  |  | REM
| - | #N/A | #N/A | #N/A | Material Claiming | 0 |  |  | #N/A |  |  |  | 0 |  |  | SLM |  |  | REM
| - | #N/A | #N/A | #N/A | Material Claiming | 0 |  |  | #N/A |  |  |  | 0 |  |  | SLM |  |  | REM
| - | #N/A | #N/A | #N/A | Material Claiming | 0 |  |  | #N/A |  |  |  | 0 |  |  | SLM |  |  | REM
| - | #N/A | #N/A | #N/A | Material Claiming | 0 |  |  | #N/A |  |  |  | 0 |  |  | SLM |  |  | REM
| - | #N/A | #N/A | #N/A | Material Claiming | 0 |  |  | #N/A |  |  |  | 0 |  |  | SLM |  |  | REM
| - | #N/A | #N/A | #N/A | Material Claiming | 0 |  |  | #N/A |  |  |  | 0 |  |  | SLM |  |  | REM
| - | #N/A | #N/A | #N/A | Material Claiming | 0 |  |  | #N/A |  |  |  | 0 |  |  | SLM |  |  | REM
| - | #N/A | #N/A | #N/A | Material Claiming | 0 |  |  | #N/A |  |  |  | 0 |  |  | SLM |  |  | REM
| - | #N/A | #N/A | #N/A | Material Claiming | 0 |  |  | #N/A |  |  |  | 0 |  |  | SLM |  |  | REM
| - | #N/A | #N/A | #N/A | Material Claiming | 0 |  |  | #N/A |  |  |  | 0 |  |  | SLM |  |  | REM
| - | #N/A | #N/A | #N/A | Material Claiming | 0 |  |  | #N/A |  |  |  | 0 |  |  | SLM |  |  | REM
| - | #N/A | #N/A | #N/A | Material Claiming | 0 |  |  | #N/A |  |  |  | 0 |  |  | SLM |  |  | REM
| - | #N/A | #N/A | #N/A | Material Claiming | 0 |  |  | #N/A |  |  |  | 0 |  |  | SLM |  |  | REM
| - | #N/A | #N/A | #N/A | Material Claiming | 0 |  |  | #N/A |  |  |  | 0 |  |  | SLM |  |  | REM
| - | #N/A | #N/A | #N/A | Material Claiming | 0 |  |  | #N/A |  |  |  | 0 |  |  | SLM |  |  | REM
| - | #N/A | #N/A | #N/A | Material Claiming | 0 |  |  | #N/A |  |  |  | 0 |  |  | SLM |  |  | REM
| - | #N/A | #N/A | #N/A | Material Claiming | 0 |  |  | #N/A |  |  |  | 0 |  |  | SLM |  |  | REM
| - | #N/A | #N/A | #N/A | Material Claiming | 0 |  |  | #N/A |  |  |  | 0 |  |  | SLM |  |  | REM
| - | #N/A | #N/A | #N/A | Material Claiming | 0 |  |  | #N/A |  |  |  | 0 |  |  | SLM |  |  | REM
| - | #N/A | #N/A | #N/A | Material Claiming | 0 |  |  | #N/A |  |  |  | 0 |  |  | SLM |  |  | REM
| - | #N/A | #N/A | #N/A | Material Claiming | 0 |  |  | #N/A |  |  |  | 0 |  |  | SLM |  |  | REM
| - | #N/A | #N/A | #N/A | Material Claiming | 0 |  |  | #N/A |  |  |  | 0 |  |  | SLM |  |  | REM
| - | #N/A | #N/A | #N/A | Material Claiming | 0 |  |  | #N/A |  |  |  | 0 |  |  | SLM |  |  | REM
| - | #N/A | #N/A | #N/A | Material Claiming | 0 |  |  | #N/A |  |  |  | 0 |  |  | SLM |  |  | REM
| - | #N/A | #N/A | #N/A | Material Claiming | 0 |  |  | #N/A |  |  |  | 0 |  |  | SLM |  |  | REM
| - | #N/A | #N/A | #N/A | Material Claiming | 0 |  |  | #N/A |  |  |  | 0 |  |  | SLM |  |  | REM
| - | #N/A | #N/A | #N/A | Material Claiming | 0 |  |  | #N/A |  |  |  | 0 |  |  | SLM |  |  | REM
| - | #N/A | #N/A | #N/A | Material Claiming | 0 |  |  | #N/A |  |  |  | 0 |  |  | SLM |  |  | REM
| - | #N/A | #N/A | #N/A | Material Claiming | 0 |  |  | #N/A |  |  |  | 0 |  |  | SLM |  |  | REM
| - | #N/A | #N/A | #N/A | Material Claiming | 0 |  |  | #N/A |  |  |  | 0 |  |  | SLM |  |  | REM
| - | #N/A | #N/A | #N/A | Material Claiming | 0 |  |  | #N/A |  |  |  | 0 |  |  | SLM |  |  | REM
| - | #N/A | #N/A | #N/A | Material Claiming | 0 |  |  | #N/A |  |  |  | 0 |  |  | SLM |  |  | REM
| - | #N/A | #N/A | #N/A | Material Claiming | 0 |  |  | #N/A |  |  |  | 0 |  |  | SLM |  |  | REM
| - | #N/A | #N/A | #N/A | Material Claiming | 0 |  |  | #N/A |  |  |  | 0 |  |  | SLM |  |  | REM
| - | #N/A | #N/A | #N/A | Material Claiming | 0 |  |  | #N/A |  |  |  | 0 |  |  | SLM |  |  | REM
| - | #N/A | #N/A | #N/A | Material Claiming | 0 |  |  | #N/A |  |  |  | 0 |  |  | SLM |  |  | REM
| - | #N/A | #N/A | #N/A | Material Claiming | 0 |  |  | #N/A |  |  |  | 0 |  |  | SLM |  |  | REM
| - | #N/A | #N/A | #N/A | Material Claiming | 0 |  |  | #N/A |  |  |  | 0 |  |  | SLM |  |  | REM
| - | #N/A | #N/A | #N/A | Material Claiming | 0 |  |  | #N/A |  |  |  | 0 |  |  | SLM |  |  | REM
| - | #N/A | #N/A | #N/A | Material Claiming | 0 |  |  | #N/A |  |  |  | 0 |  |  | SLM |  |  | REM
| - | #N/A | #N/A | #N/A | Material Claiming | 0 |  |  | #N/A |  |  |  | 0 |  |  | SLM |  |  | REM
| - | #N/A | #N/A | #N/A | Material Claiming | 0 |  |  | #N/A |  |  |  | 0 |  |  | SLM |  |  | REM
| - | #N/A | #N/A | #N/A | Material Claiming | 0 |  |  | #N/A |  |  |  | 0 |  |  | SLM |  |  | REM
| - | #N/A | #N/A | #N/A | Material Claiming | 0 |  |  | #N/A |  |  |  | 0 |  |  | SLM |  |  | REM
| - | #N/A | #N/A | #N/A | Material Claiming | 0 |  |  | #N/A |  |  |  | 0 |  |  | SLM |  |  | REM
| - | #N/A | #N/A | #N/A | Material Claiming | 0 |  |  | #N/A |  |  |  | 0 |  |  | SLM |  |  | REM
| - | #N/A | #N/A | #N/A | Material Claiming | 0 |  |  | #N/A |  |  |  | 0 |  |  | SLM |  |  | REM
| - | #N/A | #N/A | #N/A | Material Claiming | 0 |  |  | #N/A |  |  |  | 0 |  |  | SLM |  |  | REM
| - | #N/A | #N/A | #N/A | Material Claiming | 0 |  |  | #N/A |  |  |  | 0 |  |  | SLM |  |  | REM
| - | #N/A | #N/A | #N/A | Material Claiming | 0 |  |  | #N/A |  |  |  | 0 |  |  | SLM |  |  | REM
| - | #N/A | #N/A | #N/A | Material Claiming | 0 |  |  | #N/A |  |  |  | 0 |  |  | SLM |  |  | REM
| - | #N/A | #N/A | #N/A | Material Claiming | 0 |  |  | #N/A |  |  |  | 0 |  |  | SLM |  |  | REM
| - | #N/A | #N/A | #N/A | Material Claiming | 0 |  |  | #N/A |  |  |  | 0 |  |  | SLM |  |  | REM
| - | #N/A | #N/A | #N/A | Material Claiming | 0 |  |  | #N/A |  |  |  | 0 |  |  | SLM |  |  | REM
| - | #N/A | #N/A | #N/A | Material Claiming | 0 |  |  | #N/A |  |  |  | 0 |  |  | SLM |  |  | REM
| - | #N/A | #N/A | #N/A | Material Claiming | 0 |  |  | #N/A |  |  |  | 0 |  |  | SLM |  |  | REM
| - | #N/A | #N/A | #N/A | Material Claiming | 0 |  |  | #N/A |  |  |  | 0 |  |  | SLM |  |  | REM
| - | #N/A | #N/A | #N/A | Material Claiming | 0 |  |  | #N/A |  |  |  | 0 |  |  | SLM |  |  | REM
| - | #N/A | #N/A | #N/A | Material Claiming | 0 |  |  | #N/A |  |  |  | 0 |  |  | SLM |  |  | REM
| - | #N/A | #N/A | #N/A | Material Claiming | 0 |  |  | #N/A |  |  |  | 0 |  |  | SLM |  |  | REM
| - | #N/A | #N/A | #N/A | Material Claiming | 0 |  |  | #N/A |  |  |  | 0 |  |  | SLM |  |  | REM
| - | #N/A | #N/A | #N/A | Material Claiming | 0 |  |  | #N/A |  |  |  | 0 |  |  | SLM |  |  | REM
| - | #N/A | #N/A | #N/A | Material Claiming | 0 |  |  | #N/A |  |  |  | 0 |  |  | SLM |  |  | REM
| - | #N/A | #N/A | #N/A | Material Claiming | 0 |  |  | #N/A |  |  |  | 0 |  |  | SLM |  |  | REM
| - | #N/A | #N/A | #N/A | Material Claiming | 0 |  |  | #N/A |  |  |  | 0 |  |  | SLM |  |  | REM
| - | #N/A | #N/A | #N/A | Material Claiming | 0 |  |  | #N/A |  |  |  | 0 |  |  | SLM |  |  | REM
| - | #N/A | #N/A | #N/A | Material Claiming | 0 |  |  | #N/A |  |  |  | 0 |  |  | SLM |  |  | REM
| - | #N/A | #N/A | #N/A | Material Claiming | 0 |  |  | #N/A |  |  |  | 0 |  |  | SLM |  |  | REM
| - | #N/A | #N/A | #N/A | Material Claiming | 0 |  |  | #N/A |  |  |  | 0 |  |  | SLM |  |  | REM
| - | #N/A | #N/A | #N/A | Material Claiming | 0 |  |  | #N/A |  |  |  | 0 |  |  | SLM |  |  | REM
| - | #N/A | #N/A | #N/A | Material Claiming | 0 |  |  | #N/A |  |  |  | 0 |  |  | SLM |  |  | REM
| - | #N/A | #N/A | #N/A | Material Claiming | 0 |  |  | #N/A |  |  |  | 0 |  |  | SLM |  |  | REM
| - | #N/A | #N/A | #N/A | Material Claiming | 0 |  |  | #N/A |  |  |  | 0 |  |  | SLM |  |  | REM
| - | #N/A | #N/A | #N/A | Material Claiming | 0 |  |  | #N/A |  |  |  | 0 |  |  | SLM |  |  | REM
| - | #N/A | #N/A | #N/A | Material Claiming | 0 |  |  | #N/A |  |  |  | 0 |  |  | SLM |  |  | REM
| - | #N/A | #N/A | #N/A | Material Claiming | 0 |  |  | #N/A |  |  |  | 0 |  |  | SLM |  |  | REM
| - | #N/A | #N/A | #N/A | Material Claiming | 0 |  |  | #N/A |  |  |  | 0 |  |  | SLM |  |  | REM
| - | #N/A | #N/A | #N/A | Material Claiming | 0 |  |  | #N/A |  |  |  | 0 |  |  | SLM |  |  | REM
| - | #N/A | #N/A | #N/A | Material Claiming | 0 |  |  | #N/A |  |  |  | 0 |  |  | SLM |  |  | REM
| - | #N/A | #N/A | #N/A | Material Claiming | 0 |  |  | #N/A |  |  |  | 0 |  |  | SLM |  |  | REM
| - | #N/A | #N/A | #N/A | Material Claiming | 0 |  |  | #N/A |  |  |  | 0 |  |  | SLM |  |  | REM
| - | #N/A | #N/A | #N/A | Material Claiming | 0 |  |  | #N/A |  |  |  | 0 |  |  | SLM |  |  | REM
| - | #N/A | #N/A | #N/A | Material Claiming | 0 |  |  | #N/A |  |  |  | 0 |  |  | SLM |  |  | REM
| - | #N/A | #N/A | #N/A | Material Claiming | 0 |  |  | #N/A |  |  |  | 0 |  |  | SLM |  |  | REM
| - | #N/A | #N/A | #N/A | Material Claiming | 0 |  |  | #N/A |  |  |  | 0 |  |  | SLM |  |  | REM
| - | #N/A | #N/A | #N/A | Material Claiming | 0 |  |  | #N/A |  |  |  | 0 |  |  | SLM |  |  | REM
| - | #N/A | #N/A | #N/A | Material Claiming | 0 |  |  | #N/A |  |  |  | 0 |  |  | SLM |  |  | REM
| - | #N/A | #N/A | #N/A | Material Claiming | 0 |  |  | #N/A |  |  |  | 0 |  |  | SLM |  |  | REM
| - | #N/A | #N/A | #N/A | Material Claiming | 0 |  |  | #N/A |  |  |  | 0 |  |  | SLM |  |  | REM
| - | #N/A | #N/A | #N/A | Material Claiming | 0 |  |  | #N/A |  |  |  | 0 |  |  | SLM |  |  | REM
| - | #N/A | #N/A | #N/A | Material Claiming | 0 |  |  | #N/A |  |  |  | 0 |  |  | SLM |  |  | REM
| - | #N/A | #N/A | #N/A | Material Claiming | 0 |  |  | #N/A |  |  |  | 0 |  |  | SLM |  |  | REM
| - | #N/A | #N/A | #N/A | Material Claiming | 0 |  |  | #N/A |  |  |  | 0 |  |  | SLM |  |  | REM
| - | #N/A | #N/A | #N/A | Material Claiming | 0 |  |  | #N/A |  |  |  | 0 |  |  | SLM |  |  | REM
| - | #N/A | #N/A | #N/A | Material Claiming | 0 |  |  | #N/A |  |  |  | 0 |  |  | SLM |  |  | REM
| - | #N/A | #N/A | #N/A | Material Claiming | 0 |  |  | #N/A |  |  |  | 0 |  |  | SLM |  |  | REM
| - | #N/A | #N/A | #N/A | Material Claiming | 0 |  |  | #N/A |  |  |  | 0 |  |  | SLM |  |  | REM
| - | #N/A | #N/A | #N/A | Material Claiming | 0 |  |  | #N/A |  |  |  | 0 |  |  | SLM |  |  | REM
| - | #N/A | #N/A | #N/A | Material Claiming | 0 |  |  | #N/A |  |  |  | 0 |  |  | SLM |  |  | REM
| - | #N/A | #N/A | #N/A | Material Claiming | 0 |  |  | #N/A |  |  |  | 0 |  |  | SLM |  |  | REM
| - | #N/A | #N/A | #N/A | Material Claiming | 0 |  |  | #N/A |  |  |  | 0 |  |  | SLM |  |  | REM
| - | #N/A | #N/A | #N/A | Material Claiming | 0 |  |  | #N/A |  |  |  | 0 |  |  | SLM |  |  | REM
| - | #N/A | #N/A | #N/A | Material Claiming | 0 |  |  | #N/A |  |  |  | 0 |  |  | SLM |  |  | REM
| - | #N/A | #N/A | #N/A | Material Claiming | 0 |  |  | #N/A |  |  |  | 0 |  |  | SLM |  |  | REM
| - | #N/A | #N/A | #N/A | Material Claiming | 0 |  |  | #N/A |  |  |  | 0 |  |  | SLM |  |  | REM
| - | #N/A | #N/A | #N/A | Material Claiming | 0 |  |  | #N/A |  |  |  | 0 |  |  | SLM |  |  | REM
| - | #N/A | #N/A | #N/A | Material Claiming | 0 |  |  | #N/A |  |  |  | 0 |  |  | SLM |  |  | REM
| - | #N/A | #N/A | #N/A | Material Claiming | 0 |  |  | #N/A |  |  |  | 0 |  |  | SLM |  |  | REM
| - | #N/A | #N/A | #N/A | Material Claiming | 0 |  |  | #N/A |  |  |  | 0 |  |  | SLM |  |  | REM
| - | #N/A | #N/A | #N/A | Material Claiming | 0 |  |  | #N/A |  |  |  | 0 |  |  | SLM |  |  | REM
| - | #N/A | #N/A | #N/A | Material Claiming | 0 |  |  | #N/A |  |  |  | 0 |  |  | SLM |  |  | REM
| - | #N/A | #N/A | #N/A | Material Claiming | 0 |  |  | #N/A |  |  |  | 0 |  |  | SLM |  |  | REM
| - | #N/A | #N/A | #N/A | Material Claiming | 0 |  |  | #N/A |  |  |  | 0 |  |  | SLM |  |  | REM
| - | #N/A | #N/A | #N/A | Material Claiming | 0 |  |  | #N/A |  |  |  | 0 |  |  | SLM |  |  | REM
| - | #N/A | #N/A | #N/A | Material Claiming | 0 |  |  | #N/A |  |  |  | 0 |  |  | SLM |  |  | REM
| - | #N/A | #N/A | #N/A | Material Claiming | 0 |  |  | #N/A |  |  |  | 0 |  |  | SLM |  |  | REM
| - | #N/A | #N/A | #N/A | Material Claiming | 0 |  |  | #N/A |  |  |  | 0 |  |  | SLM |  |  | REM
| - | #N/A | #N/A | #N/A | Material Claiming | 0 |  |  | #N/A |  |  |  | 0 |  |  | SLM |  |  | REM
| - | #N/A | #N/A | #N/A | Material Claiming | 0 |  |  | #N/A |  |  |  | 0 |  |  | SLM |  |  | REM
| - | #N/A | #N/A | #N/A | Material Claiming | 0 |  |  | #N/A |  |  |  | 0 |  |  | SLM |  |  | REM
| - | #N/A | #N/A | #N/A | Material Claiming | 0 |  |  | #N/A |  |  |  | 0 |  |  | SLM |  |  | REM
| - | #N/A | #N/A | #N/A | Material Claiming | 0 |  |  | #N/A |  |  |  | 0 |  |  | SLM |  |  | REM
| - | #N/A | #N/A | #N/A | Material Claiming | 0 |  |  | #N/A |  |  |  | 0 |  |  | SLM |  |  | REM
| - | #N/A | #N/A | #N/A | Material Claiming | 0 |  |  | #N/A |  |  |  | 0 |  |  | SLM |  |  | REM
| - | #N/A | #N/A | #N/A | Material Claiming | 0 |  |  | #N/A |  |  |  | 0 |  |  | SLM |  |  | REM
| - | #N/A | #N/A | #N/A | Material Claiming | 0 |  |  | #N/A |  |  |  | 0 |  |  | SLM |  |  | REM
| - | #N/A | #N/A | #N/A | Material Claiming | 0 |  |  | #N/A |  |  |  | 0 |  |  | SLM |  |  | REM
| - | #N/A | #N/A | #N/A | Material Claiming | 0 |  |  | #N/A |  |  |  | 0 |  |  | SLM |  |  | REM
| - | #N/A | #N/A | #N/A | Material Claiming | 0 |  |  | #N/A |  |  |  | 0 |  |  | SLM |  |  | REM
| - | #N/A | #N/A | #N/A | Material Claiming | 0 |  |  | #N/A |  |  |  | 0 |  |  | SLM |  |  | REM
| - | #N/A | #N/A | #N/A | Material Claiming | 0 |  |  | #N/A |  |  |  | 0 |  |  | SLM |  |  | REM
| - | #N/A | #N/A | #N/A | Material Claiming | 0 |  |  | #N/A |  |  |  | 0 |  |  | SLM |  |  | REM
| - | #N/A | #N/A | #N/A | Material Claiming | 0 |  |  | #N/A |  |  |  | 0 |  |  | SLM |  |  | REM
| - | #N/A | #N/A | #N/A | Material Claiming | 0 |  |  | #N/A |  |  |  | 0 |  |  | SLM |  |  | REM
| - | #N/A | #N/A | #N/A | Material Claiming | 0 |  |  | #N/A |  |  |  | 0 |  |  | SLM |  |  | REM
| - | #N/A | #N/A | #N/A | Material Claiming | 0 |  |  | #N/A |  |  |  | 0 |  |  | SLM |  |  | REM
| - | #N/A | #N/A | #N/A | Material Claiming | 0 |  |  | #N/A |  |  |  | 0 |  |  | SLM |  |  | REM
| - | #N/A | #N/A | #N/A | Material Claiming | 0 |  |  | #N/A |  |  |  | 0 |  |  | SLM |  |  | REM
| - | #N/A | #N/A | #N/A | Material Claiming | 0 |  |  | #N/A |  |  |  | 0 |  |  | SLM |  |  | REM
| - | #N/A | #N/A | #N/A | Material Claiming | 0 |  |  | #N/A |  |  |  | 0 |  |  | SLM |  |  | REM
| - | #N/A | #N/A | #N/A | Material Claiming | 0 |  |  | #N/A |  |  |  | 0 |  |  | SLM |  |  | REM
| - | #N/A | #N/A | #N/A | Material Claiming | 0 |  |  | #N/A |  |  |  | 0 |  |  | SLM |  |  | REM
| - | #N/A | #N/A | #N/A | Material Claiming | 0 |  |  | #N/A |  |  |  | 0 |  |  | SLM |  |  | REM
| - | #N/A | #N/A | #N/A | Material Claiming | 0 |  |  | #N/A |  |  |  | 0 |  |  | SLM |  |  | REM
| - | #N/A | #N/A | #N/A | Material Claiming | 0 |  |  | #N/A |  |  |  | 0 |  |  | SLM |  |  | REM
| - | #N/A | #N/A | #N/A | Material Claiming | 0 |  |  | #N/A |  |  |  | 0 |  |  | SLM |  |  | REM
| - | #N/A | #N/A | #N/A | Material Claiming | 0 |  |  | #N/A |  |  |  | 0 |  |  | SLM |  |  | REM
| - | #N/A | #N/A | #N/A | Material Claiming | 0 |  |  | #N/A |  |  |  | 0 |  |  | SLM |  |  | REM
| - | #N/A | #N/A | #N/A | Material Claiming | 0 |  |  | #N/A |  |  |  | 0 |  |  | SLM |  |  | REM
| - | #N/A | #N/A | #N/A | Material Claiming | 0 |  |  | #N/A |  |  |  | 0 |  |  | SLM |  |  | REM
| - | #N/A | #N/A | #N/A | Material Claiming | 0 |  |  | #N/A |  |  |  | 0 |  |  | SLM |  |  | REM
| - | #N/A | #N/A | #N/A | Material Claiming | 0 |  |  | #N/A |  |  |  | 0 |  |  | SLM |  |  | REM
| - | #N/A | #N/A | #N/A | Material Claiming | 0 |  |  | #N/A |  |  |  | 0 |  |  | SLM |  |  | REM
| - | #N/A | #N/A | #N/A | Material Claiming | 0 |  |  | #N/A |  |  |  | 0 |  |  | SLM |  |  | REM
| - | #N/A | #N/A | #N/A | Material Claiming | 0 |  |  | #N/A |  |  |  | 0 |  |  | SLM |  |  | REM
| - | #N/A | #N/A | #N/A | Material Claiming | 0 |  |  | #N/A |  |  |  | 0 |  |  | SLM |  |  | REM
| - | #N/A | #N/A | #N/A | Material Claiming | 0 |  |  | #N/A |  |  |  | 0 |  |  | SLM |  |  | REM
| - | #N/A | #N/A | #N/A | Material Claiming | 0 |  |  | #N/A |  |  |  | 0 |  |  | SLM |  |  | REM
| - | #N/A | #N/A | #N/A | Material Claiming | 0 |  |  | #N/A |  |  |  | 0 |  |  | SLM |  |  | REM
| - | #N/A | #N/A | #N/A | Material Claiming | 0 |  |  | #N/A |  |  |  | 0 |  |  | SLM |  |  | REM
| - | #N/A | #N/A | #N/A | Material Claiming | 0 |  |  | #N/A |  |  |  | 0 |  |  | SLM |  |  | REM
| - | #N/A | #N/A | #N/A | Material Claiming | 0 |  |  | #N/A |  |  |  | 0 |  |  | SLM |  |  | REM
| - | #N/A | #N/A | #N/A | Material Claiming | 0 |  |  | #N/A |  |  |  | 0 |  |  | SLM |  |  | REM
| - | #N/A | #N/A | #N/A | Material Claiming | 0 |  |  | #N/A |  |  |  | 0 |  |  | SLM |  |  | REM
| - | #N/A | #N/A | #N/A | Material Claiming | 0 |  |  | #N/A |  |  |  | 0 |  |  | SLM |  |  | REM
| - | #N/A | #N/A | #N/A | Material Claiming | 0 |  |  | #N/A |  |  |  | 0 |  |  | SLM |  |  | REM
| - | #N/A | #N/A | #N/A | Material Claiming | 0 |  |  | #N/A |  |  |  | 0 |  |  | SLM |  |  | REM
| - | #N/A | #N/A | #N/A | Material Claiming | 0 |  |  | #N/A |  |  |  | 0 |  |  | SLM |  |  | REM
| - | #N/A | #N/A | #N/A | Material Claiming | 0 |  |  | #N/A |  |  |  | 0 |  |  | SLM |  |  | REM
| - | #N/A | #N/A | #N/A | Material Claiming | 0 |  |  | #N/A |  |  |  | 0 |  |  | SLM |  |  | REM
| - | #N/A | #N/A | #N/A | Material Claiming | 0 |  |  | #N/A |  |  |  | 0 |  |  | SLM |  |  | REM
| - | #N/A | #N/A | #N/A | Material Claiming | 0 |  |  | #N/A |  |  |  | 0 |  |  | SLM |  |  | REM
| - | #N/A | #N/A | #N/A | Material Claiming | 0 |  |  | #N/A |  |  |  | 0 |  |  | SLM |  |  | REM
| - | #N/A | #N/A | #N/A | Material Claiming | 0 |  |  | #N/A |  |  |  | 0 |  |  | SLM |  |  | REM
| - | #N/A | #N/A | #N/A | Material Claiming | 0 |  |  | #N/A |  |  |  | 0 |  |  | SLM |  |  | REM
| - | #N/A | #N/A | #N/A | Material Claiming | 0 |  |  | #N/A |  |  |  | 0 |  |  | SLM |  |  | REM
| - | #N/A | #N/A | #N/A | Material Claiming | 0 |  |  | #N/A |  |  |  | 0 |  |  | SLM |  |  | REM
| - | #N/A | #N/A | #N/A | Material Claiming | 0 |  |  | #N/A |  |  |  | 0 |  |  | SLM |  |  | REM
| - | #N/A | #N/A | #N/A | Material Claiming | 0 |  |  | #N/A |  |  |  | 0 |  |  | SLM |  |  | REM
| - | #N/A | #N/A | #N/A | Material Claiming | 0 |  |  | #N/A |  |  |  | 0 |  |  | SLM |  |  | REM
| - | #N/A | #N/A | #N/A | Material Claiming | 0 |  |  | #N/A |  |  |  | 0 |  |  | SLM |  |  | REM
| - | #N/A | #N/A | #N/A | Material Claiming | 0 |  |  | #N/A |  |  |  | 0 |  |  | SLM |  |  | REM
| - | #N/A | #N/A | #N/A | Material Claiming | 0 |  |  | #N/A |  |  |  | 0 |  |  | SLM |  |  | REM
| - | #N/A | #N/A | #N/A | Material Claiming | 0 |  |  | #N/A |  |  |  | 0 |  |  | SLM |  |  | REM
| - | #N/A | #N/A | #N/A | Material Claiming | 0 |  |  | #N/A |  |  |  | 0 |  |  | SLM |  |  | REM
| - | #N/A | #N/A | #N/A | Material Claiming | 0 |  |  | #N/A |  |  |  | 0 |  |  | SLM |  |  | REM
| - | #N/A | #N/A | #N/A | Material Claiming | 0 |  |  | #N/A |  |  |  | 0 |  |  | SLM |  |  | REM
| - | #N/A | #N/A | #N/A | Material Claiming | 0 |  |  | #N/A |  |  |  | 0 |  |  | SLM |  |  | REM
| - | #N/A | #N/A | #N/A | Material Claiming | 0 |  |  | #N/A |  |  |  | 0 |  |  | SLM |  |  | REM
| - | #N/A | #N/A | #N/A | Material Claiming | 0 |  |  | #N/A |  |  |  | 0 |  |  | SLM |  |  | REM
| - | #N/A | #N/A | #N/A | Material Claiming | 0 |  |  | #N/A |  |  |  | 0 |  |  | SLM |  |  | REM
| - | #N/A | #N/A | #N/A | Material Claiming | 0 |  |  | #N/A |  |  |  | 0 |  |  | SLM |  |  | REM
| - | #N/A | #N/A | #N/A | Material Claiming | 0 |  |  | #N/A |  |  |  | 0 |  |  | SLM |  |  | REM
| - | #N/A | #N/A | #N/A | Material Claiming | 0 |  |  | #N/A |  |  |  | 0 |  |  | SLM |  |  | REM
| - | #N/A | #N/A | #N/A | Material Claiming | 0 |  |  | #N/A |  |  |  | 0 |  |  | SLM |  |  | REM
| - | #N/A | #N/A | #N/A | Material Claiming | 0 |  |  | #N/A |  |  |  | 0 |  |  | SLM |  |  | REM
| - | #N/A | #N/A | #N/A | Material Claiming | 0 |  |  | #N/A |  |  |  | 0 |  |  | SLM |  |  | REM
| - | #N/A | #N/A | #N/A | Material Claiming | 0 |  |  | #N/A |  |  |  | 0 |  |  | SLM |  |  | REM
| - | #N/A | #N/A | #N/A | Material Claiming | 0 |  |  | #N/A |  |  |  | 0 |  |  | SLM |  |  | REM
| - | #N/A | #N/A | #N/A | Material Claiming | 0 |  |  | #N/A |  |  |  | 0 |  |  | SLM |  |  | REM
| - | #N/A | #N/A | #N/A | Material Claiming | 0 |  |  | #N/A |  |  |  | 0 |  |  | SLM |  |  | REM
| - | #N/A | #N/A | #N/A | Material Claiming | 0 |  |  | #N/A |  |  |  | 0 |  |  | SLM |  |  | REM
| - | #N/A | #N/A | #N/A | Material Claiming | 0 |  |  | #N/A |  |  |  | 0 |  |  | SLM |  |  | REM
| - | #N/A | #N/A | #N/A | Material Claiming | 0 |  |  | #N/A |  |  |  | 0 |  |  | SLM |  |  | REM
| - | #N/A | #N/A | #N/A | Material Claiming | 0 |  |  | #N/A |  |  |  | 0 |  |  | SLM |  |  | REM
| - | #N/A | #N/A | #N/A | Material Claiming | 0 |  |  | #N/A |  |  |  | 0 |  |  | SLM |  |  | REM
| - | #N/A | #N/A | #N/A | Material Claiming | 0 |  |  | #N/A |  |  |  | 0 |  |  | SLM |  |  | REM
| - | #N/A | #N/A | #N/A | Material Claiming | 0 |  |  | #N/A |  |  |  | 0 |  |  | SLM |  |  | REM
| - | #N/A | #N/A | #N/A | Material Claiming | 0 |  |  | #N/A |  |  |  | 0 |  |  | SLM |  |  | REM
| - | #N/A | #N/A | #N/A | Material Claiming | 0 |  |  | #N/A |  |  |  | 0 |  |  | SLM |  |  | REM
| - | #N/A | #N/A | #N/A | Material Claiming | 0 |  |  | #N/A |  |  |  | 0 |  |  | SLM |  |  | REM
| - | #N/A | #N/A | #N/A | Material Claiming | 0 |  |  | #N/A |  |  |  | 0 |  |  | SLM |  |  | REM
| - | #N/A | #N/A | #N/A | Material Claiming | 0 |  |  | #N/A |  |  |  | 0 |  |  | SLM |  |  | REM
| - | #N/A | #N/A | #N/A | Material Claiming | 0 |  |  | #N/A |  |  |  | 0 |  |  | SLM |  |  | REM
| - | #N/A | #N/A | #N/A | Material Claiming | 0 |  |  | #N/A |  |  |  | 0 |  |  | SLM |  |  | REM
| - | #N/A | #N/A | #N/A | Material Claiming | 0 |  |  | #N/A |  |  |  | 0 |  |  | SLM |  |  | REM
| - | #N/A | #N/A | #N/A | Material Claiming | 0 |  |  | #N/A |  |  |  | 0 |  |  | SLM |  |  | REM
| - | #N/A | #N/A | #N/A | Material Claiming | 0 |  |  | #N/A |  |  |  | 0 |  |  | SLM |  |  | REM
| - | #N/A | #N/A | #N/A | Material Claiming | 0 |  |  | #N/A |  |  |  | 0 |  |  | SLM |  |  | REM
| - | #N/A | #N/A | #N/A | Material Claiming | 0 |  |  | #N/A |  |  |  | 0 |  |  | SLM |  |  | REM
| - | #N/A | #N/A | #N/A | Material Claiming | 0 |  |  | #N/A |  |  |  | 0 |  |  | SLM |  |  | REM
| - | #N/A | #N/A | #N/A | Material Claiming | 0 |  |  | #N/A |  |  |  | 0 |  |  | SLM |  |  | REM
| - | #N/A | #N/A | #N/A | Material Claiming | 0 |  |  | #N/A |  |  |  | 0 |  |  | SLM |  |  | REM
| - | #N/A | #N/A | #N/A | Material Claiming | 0 |  |  | #N/A |  |  |  | 0 |  |  | SLM |  |  | REM
| - | #N/A | #N/A | #N/A | Material Claiming | 0 |  |  | #N/A |  |  |  | 0 |  |  | SLM |  |  | REM
| - | #N/A | #N/A | #N/A | Material Claiming | 0 |  |  | #N/A |  |  |  | 0 |  |  | SLM |  |  | REM
| - | #N/A | #N/A | #N/A | Material Claiming | 0 |  |  | #N/A |  |  |  | 0 |  |  | SLM |  |  | REM
| - | #N/A | #N/A | #N/A | Material Claiming | 0 |  |  | #N/A |  |  |  | 0 |  |  | SLM |  |  | REM
| - | #N/A | #N/A | #N/A | Material Claiming | 0 |  |  | #N/A |  |  |  | 0 |  |  | SLM |  |  | REM
| - | #N/A | #N/A | #N/A | Material Claiming | 0 |  |  | #N/A |  |  |  | 0 |  |  | SLM |  |  | REM
| - | #N/A | #N/A | #N/A | Material Claiming | 0 |  |  | #N/A |  |  |  | 0 |  |  | SLM |  |  | REM
| - | #N/A | #N/A | #N/A | Material Claiming | 0 |  |  | #N/A |  |  |  | 0 |  |  | SLM |  |  | REM
| - | #N/A | #N/A | #N/A | Material Claiming | 0 |  |  | #N/A |  |  |  | 0 |  |  | SLM |  |  | REM
| - | #N/A | #N/A | #N/A | Material Claiming | 0 |  |  | #N/A |  |  |  | 0 |  |  | SLM |  |  | REM
| - | #N/A | #N/A | #N/A | Material Claiming | 0 |  |  | #N/A |  |  |  | 0 |  |  | SLM |  |  | REM
| - | #N/A | #N/A | #N/A | Material Claiming | 0 |  |  | #N/A |  |  |  | 0 |  |  | SLM |  |  | REM
| - | #N/A | #N/A | #N/A | Material Claiming | 0 |  |  | #N/A |  |  |  | 0 |  |  | SLM |  |  | REM
| - | #N/A | #N/A | #N/A | Material Claiming | 0 |  |  | #N/A |  |  |  | 0 |  |  | SLM |  |  | REM
| - | #N/A | #N/A | #N/A | Material Claiming | 0 |  |  | #N/A |  |  |  | 0 |  |  | SLM |  |  | REM
| - | #N/A | #N/A | #N/A | Material Claiming | 0 |  |  | #N/A |  |  |  | 0 |  |  | SLM |  |  | REM
| - | #N/A | #N/A | #N/A | Material Claiming | 0 |  |  | #N/A |  |  |  | 0 |  |  | SLM |  |  | REM
| - | #N/A | #N/A | #N/A | Material Claiming | 0 |  |  | #N/A |  |  |  | 0 |  |  | SLM |  |  | REM
| - | #N/A | #N/A | #N/A | Material Claiming | 0 |  |  | #N/A |  |  |  | 0 |  |  | SLM |  |  | REM
| - | #N/A | #N/A | #N/A | Material Claiming | 0 |  |  | #N/A |  |  |  | 0 |  |  | SLM |  |  | REM
| - | #N/A | #N/A | #N/A | Material Claiming | 0 |  |  | #N/A |  |  |  | 0 |  |  | SLM |  |  | REM
| - | #N/A | #N/A | #N/A | Material Claiming | 0 |  |  | #N/A |  |  |  | 0 |  |  | SLM |  |  | REM
| - | #N/A | #N/A | #N/A | Material Claiming | 0 |  |  | #N/A |  |  |  | 0 |  |  | SLM |  |  | REM
| - | #N/A | #N/A | #N/A | Material Claiming | 0 |  |  | #N/A |  |  |  | 0 |  |  | SLM |  |  | REM
| - | #N/A | #N/A | #N/A | Material Claiming | 0 |  |  | #N/A |  |  |  | 0 |  |  | SLM |  |  | REM
| - | #N/A | #N/A | #N/A | Material Claiming | 0 |  |  | #N/A |  |  |  | 0 |  |  | SLM |  |  | REM
| - | #N/A | #N/A | #N/A | Material Claiming | 0 |  |  | #N/A |  |  |  | 0 |  |  | SLM |  |  | REM
| - | #N/A | #N/A | #N/A | Material Claiming | 0 |  |  | #N/A |  |  |  | 0 |  |  | SLM |  |  | REM
| - | #N/A | #N/A | #N/A | Material Claiming | 0 |  |  | #N/A |  |  |  | 0 |  |  | SLM |  |  | REM
| - | #N/A | #N/A | #N/A | Material Claiming | 0 |  |  | #N/A |  |  |  | 0 |  |  | SLM |  |  | REM
| - | #N/A | #N/A | #N/A | Material Claiming | 0 |  |  | #N/A |  |  |  | 0 |  |  | SLM |  |  | REM
| - | #N/A | #N/A | #N/A | Material Claiming | 0 |  |  | #N/A |  |  |  | 0 |  |  | SLM |  |  | REM
| - | #N/A | #N/A | #N/A | Material Claiming | 0 |  |  | #N/A |  |  |  | 0 |  |  | SLM |  |  | REM
| - | #N/A | #N/A | #N/A | Material Claiming | 0 |  |  | #N/A |  |  |  | 0 |  |  | SLM |  |  | REM
| - | #N/A | #N/A | #N/A | Material Claiming | 0 |  |  | #N/A |  |  |  | 0 |  |  | SLM |  |  | REM
| - | #N/A | #N/A | #N/A | Material Claiming | 0 |  |  | #N/A |  |  |  | 0 |  |  | SLM |  |  | REM
| - | #N/A | #N/A | #N/A | Material Claiming | 0 |  |  | #N/A |  |  |  | 0 |  |  | SLM |  |  | REM
| - | #N/A | #N/A | #N/A | Material Claiming | 0 |  |  | #N/A |  |  |  | 0 |  |  | SLM |  |  | REM
| - | #N/A | #N/A | #N/A | Material Claiming | 0 |  |  | #N/A |  |  |  | 0 |  |  | SLM |  |  | REM
| - | #N/A | #N/A | #N/A | Material Claiming | 0 |  |  | #N/A |  |  |  | 0 |  |  | SLM |  |  | REM
| - | #N/A | #N/A | #N/A | Material Claiming | 0 |  |  | #N/A |  |  |  | 0 |  |  | SLM |  |  | REM
| - | #N/A | #N/A | #N/A | Material Claiming | 0 |  |  | #N/A |  |  |  | 0 |  |  | SLM |  |  | REM
| - | #N/A | #N/A | #N/A | Material Claiming | 0 |  |  | #N/A |  |  |  | 0 |  |  | SLM |  |  | REM
| - | #N/A | #N/A | #N/A | Material Claiming | 0 |  |  | #N/A |  |  |  | 0 |  |  | SLM |  |  | REM
| - | #N/A | #N/A | #N/A | Material Claiming | 0 |  |  | #N/A |  |  |  | 0 |  |  | SLM |  |  | REM
| - | #N/A | #N/A | #N/A | Material Claiming | 0 |  |  | #N/A |  |  |  | 0 |  |  | SLM |  |  | REM
| - | #N/A | #N/A | #N/A | Material Claiming | 0 |  |  | #N/A |  |  |  | 0 |  |  | SLM |  |  | REM
| - | #N/A | #N/A | #N/A | Material Claiming | 0 |  |  | #N/A |  |  |  | 0 |  |  | SLM |  |  | REM
| - | #N/A | #N/A | #N/A | Material Claiming | 0 |  |  | #N/A |  |  |  | 0 |  |  | SLM |  |  | REM
| - | #N/A | #N/A | #N/A | Material Claiming | 0 |  |  | #N/A |  |  |  | 0 |  |  | SLM |  |  | REM
| - | #N/A | #N/A | #N/A | Material Claiming | 0 |  |  | #N/A |  |  |  | 0 |  |  | SLM |  |  | REM
| - | #N/A | #N/A | #N/A | Material Claiming | 0 |  |  | #N/A |  |  |  | 0 |  |  | SLM |  |  | REM
| - | #N/A | #N/A | #N/A | Material Claiming | 0 |  |  | #N/A |  |  |  | 0 |  |  | SLM |  |  | REM
| - | #N/A | #N/A | #N/A | Material Claiming | 0 |  |  | #N/A |  |  |  | 0 |  |  | SLM |  |  | REM
| - | #N/A | #N/A | #N/A | Material Claiming | 0 |  |  | #N/A |  |  |  | 0 |  |  | SLM |  |  | REM
| - | #N/A | #N/A | #N/A | Material Claiming | 0 |  |  | #N/A |  |  |  | 0 |  |  | SLM |  |  | REM
| - | #N/A | #N/A | #N/A | Material Claiming | 0 |  |  | #N/A |  |  |  | 0 |  |  | SLM |  |  | REM
| - | #N/A | #N/A | #N/A | Material Claiming | 0 |  |  | #N/A |  |  |  | 0 |  |  | SLM |  |  | REM
| - | #N/A | #N/A | #N/A | Material Claiming | 0 |  |  | #N/A |  |  |  | 0 |  |  | SLM |  |  | REM
| - | #N/A | #N/A | #N/A | Material Claiming | 0 |  |  | #N/A |  |  |  | 0 |  |  | SLM |  |  | REM
| - | #N/A | #N/A | #N/A | Material Claiming | 0 |  |  | #N/A |  |  |  | 0 |  |  | SLM |  |  | REM
| - | #N/A | #N/A | #N/A | Material Claiming | 0 |  |  | #N/A |  |  |  | 0 |  |  | SLM |  |  | REM
| - | #N/A | #N/A | #N/A | Material Claiming | 0 |  |  | #N/A |  |  |  | 0 |  |  | SLM |  |  | REM
| - | #N/A | #N/A | #N/A | Material Claiming | 0 |  |  | #N/A |  |  |  | 0 |  |  | SLM |  |  | REM
| - | #N/A | #N/A | #N/A | Material Claiming | 0 |  |  | #N/A |  |  |  | 0 |  |  | SLM |  |  | REM
| - | #N/A | #N/A | #N/A | Material Claiming | 0 |  |  | #N/A |  |  |  | 0 |  |  | SLM |  |  | REM
| - | #N/A | #N/A | #N/A | Material Claiming | 0 |  |  | #N/A |  |  |  | 0 |  |  | SLM |  |  | REM
| - | #N/A | #N/A | #N/A | Material Claiming | 0 |  |  | #N/A |  |  |  | 0 |  |  | SLM |  |  | REM
| - | #N/A | #N/A | #N/A | Material Claiming | 0 |  |  | #N/A |  |  |  | 0 |  |  | SLM |  |  | REM
| - | #N/A | #N/A | #N/A | Material Claiming | 0 |  |  | #N/A |  |  |  | 0 |  |  | SLM |  |  | REM
| - | #N/A | #N/A | #N/A | Material Claiming | 0 |  |  | #N/A |  |  |  | 0 |  |  | SLM |  |  | REM
| - | #N/A | #N/A | #N/A | Material Claiming | 0 |  |  | #N/A |  |  |  | 0 |  |  | SLM |  |  | REM
| - | #N/A | #N/A | #N/A | Material Claiming | 0 |  |  | #N/A |  |  |  | 0 |  |  | SLM |  |  | REM
| - | #N/A | #N/A | #N/A | Material Claiming | 0 |  |  | #N/A |  |  |  | 0 |  |  | SLM |  |  | REM
| - | #N/A | #N/A | #N/A | Material Claiming | 0 |  |  | #N/A |  |  |  | 0 |  |  | SLM |  |  | REM
| - | #N/A | #N/A | #N/A | Material Claiming | 0 |  |  | #N/A |  |  |  | 0 |  |  | SLM |  |  | REM
| - | #N/A | #N/A | #N/A | Material Claiming | 0 |  |  | #N/A |  |  |  | 0 |  |  | SLM |  |  | REM
| - | #N/A | #N/A | #N/A | Material Claiming | 0 |  |  | #N/A |  |  |  | 0 |  |  | SLM |  |  | REM
| - | #N/A | #N/A | #N/A | Material Claiming | 0 |  |  | #N/A |  |  |  | 0 |  |  | SLM |  |  | REM
| - | #N/A | #N/A | #N/A | Material Claiming | 0 |  |  | #N/A |  |  |  | 0 |  |  | SLM |  |  | REM
| - | #N/A | #N/A | #N/A | Material Claiming | 0 |  |  | #N/A |  |  |  | 0 |  |  | SLM |  |  | REM
| - | #N/A | #N/A | #N/A | Material Claiming | 0 |  |  | #N/A |  |  |  | 0 |  |  | SLM |  |  | REM
| - | #N/A | #N/A | #N/A | Material Claiming | 0 |  |  | #N/A |  |  |  | 0 |  |  | SLM |  |  | REM
| - | #N/A | #N/A | #N/A | Material Claiming | 0 |  |  | #N/A |  |  |  | 0 |  |  | SLM |  |  | REM
| - | #N/A | #N/A | #N/A | Material Claiming | 0 |  |  | #N/A |  |  |  | 0 |  |  | SLM |  |  | REM
| - | #N/A | #N/A | #N/A | Material Claiming | 0 |  |  | #N/A |  |  |  | 0 |  |  | SLM |  |  | REM
| - | #N/A | #N/A | #N/A | Material Claiming | 0 |  |  | #N/A |  |  |  | 0 |  |  | SLM |  |  | REM
| - | #N/A | #N/A | #N/A | Material Claiming | 0 |  |  | #N/A |  |  |  | 0 |  |  | SLM |  |  | REM
| - | #N/A | #N/A | #N/A | Material Claiming | 0 |  |  | #N/A |  |  |  | 0 |  |  | SLM |  |  | REM
| - | #N/A | #N/A | #N/A | Material Claiming | 0 |  |  | #N/A |  |  |  | 0 |  |  | SLM |  |  | REM
| - | #N/A | #N/A | #N/A | Material Claiming | 0 |  |  | #N/A |  |  |  | 0 |  |  | SLM |  |  | REM
| - | #N/A | #N/A | #N/A | Material Claiming | 0 |  |  | #N/A |  |  |  | 0 |  |  | SLM |  |  | REM
| - | #N/A | #N/A | #N/A | Material Claiming | 0 |  |  | #N/A |  |  |  | 0 |  |  | SLM |  |  | REM
| - | #N/A | #N/A | #N/A | Material Claiming | 0 |  |  | #N/A |  |  |  | 0 |  |  | SLM |  |  | REM
| - | #N/A | #N/A | #N/A | Material Claiming | 0 |  |  | #N/A |  |  |  | 0 |  |  | SLM |  |  | REM
| - | #N/A | #N/A | #N/A | Material Claiming | 0 |  |  | #N/A |  |  |  | 0 |  |  | SLM |  |  | REM
| - | #N/A | #N/A | #N/A | Material Claiming | 0 |  |  | #N/A |  |  |  | 0 |  |  | SLM |  |  | REM
| - | #N/A | #N/A | #N/A | Material Claiming | 0 |  |  | #N/A |  |  |  | 0 |  |  | SLM |  |  | REM
| - | #N/A | #N/A | #N/A | Material Claiming | 0 |  |  | #N/A |  |  |  | 0 |  |  | SLM |  |  | REM
| - | #N/A | #N/A | #N/A | Material Claiming | 0 |  |  | #N/A |  |  |  | 0 |  |  | SLM |  |  | REM
| - | #N/A | #N/A | #N/A | Material Claiming | 0 |  |  | #N/A |  |  |  | 0 |  |  | SLM |  |  | REM
| - | #N/A | #N/A | #N/A | Material Claiming | 0 |  |  | #N/A |  |  |  | 0 |  |  | SLM |  |  | REM
| - | #N/A | #N/A | #N/A | Material Claiming | 0 |  |  | #N/A |  |  |  | 0 |  |  | SLM |  |  | REM
| - | #N/A | #N/A | #N/A | Material Claiming | 0 |  |  | #N/A |  |  |  | 0 |  |  | SLM |  |  | REM
| - | #N/A | #N/A | #N/A | Material Claiming | 0 |  |  | #N/A |  |  |  | 0 |  |  | SLM |  |  | REM
| - | #N/A | #N/A | #N/A | Material Claiming | 0 |  |  | #N/A |  |  |  | 0 |  |  | SLM |  |  | REM
| - | #N/A | #N/A | #N/A | Material Claiming | 0 |  |  | #N/A |  |  |  | 0 |  |  | SLM |  |  | REM
| - | #N/A | #N/A | #N/A | Material Claiming | 0 |  |  | #N/A |  |  |  | 0 |  |  | SLM |  |  | REM
| - | #N/A | #N/A | #N/A | Material Claiming | 0 |  |  | #N/A |  |  |  | 0 |  |  | SLM |  |  | REM
| - | #N/A | #N/A | #N/A | Material Claiming | 0 |  |  | #N/A |  |  |  | 0 |  |  | SLM |  |  | REM
| - | #N/A | #N/A | #N/A | Material Claiming | 0 |  |  | #N/A |  |  |  | 0 |  |  | SLM |  |  | REM
| - | #N/A | #N/A | #N/A | Material Claiming | 0 |  |  | #N/A |  |  |  | 0 |  |  | SLM |  |  | REM
| - | #N/A | #N/A | #N/A | Material Claiming | 0 |  |  | #N/A |  |  |  | 0 |  |  | SLM |  |  | REM
| - | #N/A | #N/A | #N/A | Material Claiming | 0 |  |  | #N/A |  |  |  | 0 |  |  | SLM |  |  | REM
| - | #N/A | #N/A | #N/A | Material Claiming | 0 |  |  | #N/A |  |  |  | 0 |  |  | SLM |  |  | REM
| - | #N/A | #N/A | #N/A | Material Claiming | 0 |  |  | #N/A |  |  |  | 0 |  |  | SLM |  |  | REM
| - | #N/A | #N/A | #N/A | Material Claiming | 0 |  |  | #N/A |  |  |  | 0 |  |  | SLM |  |  | REM
| - | #N/A | #N/A | #N/A | Material Claiming | 0 |  |  | #N/A |  |  |  | 0 |  |  | SLM |  |  | REM
| - | #N/A | #N/A | #N/A | Material Claiming | 0 |  |  | #N/A |  |  |  | 0 |  |  | SLM |  |  | REM
| - | #N/A | #N/A | #N/A | Material Claiming | 0 |  |  | #N/A |  |  |  | 0 |  |  | SLM |  |  | REM
| - | #N/A | #N/A | #N/A | Material Claiming | 0 |  |  | #N/A |  |  |  | 0 |  |  | SLM |  |  | REM
| - | #N/A | #N/A | #N/A | Material Claiming | 0 |  |  | #N/A |  |  |  | 0 |  |  | SLM |  |  | REM
| - | #N/A | #N/A | #N/A | Material Claiming | 0 |  |  | #N/A |  |  |  | 0 |  |  | SLM |  |  | REM
| - | #N/A | #N/A | #N/A | Material Claiming | 0 |  |  | #N/A |  |  |  | 0 |  |  | SLM |  |  | REM
| - | #N/A | #N/A | #N/A | Material Claiming | 0 |  |  | #N/A |  |  |  | 0 |  |  | SLM |  |  | REM
| - | #N/A | #N/A | #N/A | Material Claiming | 0 |  |  | #N/A |  |  |  | 0 |  |  | SLM |  |  | REM
| - | #N/A | #N/A | #N/A | Material Claiming | 0 |  |  | #N/A |  |  |  | 0 |  |  | SLM |  |  | REM
| - | #N/A | #N/A | #N/A | Material Claiming | 0 |  |  | #N/A |  |  |  | 0 |  |  | SLM |  |  | REM
| - | #N/A | #N/A | #N/A | Material Claiming | 0 |  |  | #N/A |  |  |  | 0 |  |  | SLM |  |  | REM
| - | #N/A | #N/A | #N/A | Material Claiming | 0 |  |  | #N/A |  |  |  | 0 |  |  | SLM |  |  | REM
| - | #N/A | #N/A | #N/A | Material Claiming | 0 |  |  | #N/A |  |  |  | 0 |  |  | SLM |  |  | REM
| - | #N/A | #N/A | #N/A | Material Claiming | 0 |  |  | #N/A |  |  |  | 0 |  |  | SLM |  |  | REM
| - | #N/A | #N/A | #N/A | Material Claiming | 0 |  |  | #N/A |  |  |  | 0 |  |  | SLM |  |  | REM
| - | #N/A | #N/A | #N/A | Material Claiming | 0 |  |  | #N/A |  |  |  | 0 |  |  | SLM |  |  | REM
| - | #N/A | #N/A | #N/A | Material Claiming | 0 |  |  | #N/A |  |  |  | 0 |  |  | SLM |  |  | REM
| - | #N/A | #N/A | #N/A | Material Claiming | 0 |  |  | #N/A |  |  |  | 0 |  |  | SLM |  |  | REM
| - | #N/A | #N/A | #N/A | Material Claiming | 0 |  |  | #N/A |  |  |  | 0 |  |  | SLM |  |  | REM
| - | #N/A | #N/A | #N/A | Material Claiming | 0 |  |  | #N/A |  |  |  | 0 |  |  | SLM |  |  | REM
| - | #N/A | #N/A | #N/A | Material Claiming | 0 |  |  | #N/A |  |  |  | 0 |  |  | SLM |  |  | REM
| - | #N/A | #N/A | #N/A | Material Claiming | 0 |  |  | #N/A |  |  |  | 0 |  |  | SLM |  |  | REM
| - | #N/A | #N/A | #N/A | Material Claiming | 0 |  |  | #N/A |  |  |  | 0 |  |  | SLM |  |  | REM
| - | #N/A | #N/A | #N/A | Material Claiming | 0 |  |  | #N/A |  |  |  | 0 |  |  | SLM |  |  | REM
| - | #N/A | #N/A | #N/A | Material Claiming | 0 |  |  | #N/A |  |  |  | 0 |  |  | SLM |  |  | REM
| - | #N/A | #N/A | #N/A | Material Claiming | 0 |  |  | #N/A |  |  |  | 0 |  |  | SLM |  |  | REM
| - | #N/A | #N/A | #N/A | Material Claiming | 0 |  |  | #N/A |  |  |  | 0 |  |  | SLM |  |  | REM
| - | #N/A | #N/A | #N/A | Material Claiming | 0 |  |  | #N/A |  |  |  | 0 |  |  | SLM |  |  | REM
| - | #N/A | #N/A | #N/A | Material Claiming | 0 |  |  | #N/A |  |  |  | 0 |  |  | SLM |  |  | REM
| - | #N/A | #N/A | #N/A | Material Claiming | 0 |  |  | #N/A |  |  |  | 0 |  |  | SLM |  |  | REM
| - | #N/A | #N/A | #N/A | Material Claiming | 0 |  |  | #N/A |  |  |  | 0 |  |  | SLM |  |  | REM
| - | #N/A | #N/A | #N/A | Material Claiming | 0 |  |  | #N/A |  |  |  | 0 |  |  | SLM |  |  | REM
| - | #N/A | #N/A | #N/A | Material Claiming | 0 |  |  | #N/A |  |  |  | 0 |  |  | SLM |  |  | REM
| - | #N/A | #N/A | #N/A | Material Claiming | 0 |  |  | #N/A |  |  |  | 0 |  |  | SLM |  |  | REM
| - | #N/A | #N/A | #N/A | Material Claiming | 0 |  |  | #N/A |  |  |  | 0 |  |  | SLM |  |  | REM
| - | #N/A | #N/A | #N/A | Material Claiming | 0 |  |  | #N/A |  |  |  | 0 |  |  | SLM |  |  | REM
| - | #N/A | #N/A | #N/A | Material Claiming | 0 |  |  | #N/A |  |  |  | 0 |  |  | SLM |  |  | REM
| - | #N/A | #N/A | #N/A | Material Claiming | 0 |  |  | #N/A |  |  |  | 0 |  |  | SLM |  |  | REM
| - | #N/A | #N/A | #N/A | Material Claiming | 0 |  |  | #N/A |  |  |  | 0 |  |  | SLM |  |  | REM
| - | #N/A | #N/A | #N/A | Material Claiming | 0 |  |  | #N/A |  |  |  | 0 |  |  | SLM |  |  | REM
| - | #N/A | #N/A | #N/A | Material Claiming | 0 |  |  | #N/A |  |  |  | 0 |  |  | SLM |  |  | REM
| - | #N/A | #N/A | #N/A | Material Claiming | 0 |  |  | #N/A |  |  |  | 0 |  |  | SLM |  |  | REM
| - | #N/A | #N/A | #N/A | Material Claiming | 0 |  |  | #N/A |  |  |  | 0 |  |  | SLM |  |  | REM
| - | #N/A | #N/A | #N/A | Material Claiming | 0 |  |  | #N/A |  |  |  | 0 |  |  | SLM |  |  | REM
| - | #N/A | #N/A | #N/A | Material Claiming | 0 |  |  | #N/A |  |  |  | 0 |  |  | SLM |  |  | REM
| - | #N/A | #N/A | #N/A | Material Claiming | 0 |  |  | #N/A |  |  |  | 0 |  |  | SLM |  |  | REM
| - | #N/A | #N/A | #N/A | Material Claiming | 0 |  |  | #N/A |  |  |  | 0 |  |  | SLM |  |  | REM
| - | #N/A | #N/A | #N/A | Material Claiming | 0 |  |  | #N/A |  |  |  | 0 |  |  | SLM |  |  | REM
| - | #N/A | #N/A | #N/A | Material Claiming | 0 |  |  | #N/A |  |  |  | 0 |  |  | SLM |  |  | REM
| - | #N/A | #N/A | #N/A | Material Claiming | 0 |  |  | #N/A |  |  |  | 0 |  |  | SLM |  |  | REM
| - | #N/A | #N/A | #N/A | Material Claiming | 0 |  |  | #N/A |  |  |  | 0 |  |  | SLM |  |  | REM
| - | #N/A | #N/A | #N/A | Material Claiming | 0 |  |  | #N/A |  |  |  | 0 |  |  | SLM |  |  | REM
| - | #N/A | #N/A | #N/A | Material Claiming | 0 |  |  | #N/A |  |  |  | 0 |  |  | SLM |  |  | REM
| - | #N/A | #N/A | #N/A | Material Claiming | 0 |  |  | #N/A |  |  |  | 0 |  |  | SLM |  |  | REM
| - | #N/A | #N/A | #N/A | Material Claiming | 0 |  |  | #N/A |  |  |  | 0 |  |  | SLM |  |  | REM
| - | #N/A | #N/A | #N/A | Material Claiming | 0 |  |  | #N/A |  |  |  | 0 |  |  | SLM |  |  | REM
| - | #N/A | #N/A | #N/A | Material Claiming | 0 |  |  | #N/A |  |  |  | 0 |  |  | SLM |  |  | REM
| - | #N/A | #N/A | #N/A | Material Claiming | 0 |  |  | #N/A |  |  |  | 0 |  |  | SLM |  |  | REM
| - | #N/A | #N/A | #N/A | Material Claiming | 0 |  |  | #N/A |  |  |  | 0 |  |  | SLM |  |  | REM
| - | #N/A | #N/A | #N/A | Material Claiming | 0 |  |  | #N/A |  |  |  | 0 |  |  | SLM |  |  | REM
| - | #N/A | #N/A | #N/A | Material Claiming | 0 |  |  | #N/A |  |  |  | 0 |  |  | SLM |  |  | REM
| - | #N/A | #N/A | #N/A | Material Claiming | 0 |  |  | #N/A |  |  |  | 0 |  |  | SLM |  |  | REM
| - | #N/A | #N/A | #N/A | Material Claiming | 0 |  |  | #N/A |  |  |  | 0 |  |  | SLM |  |  | REM
| - | #N/A | #N/A | #N/A | Material Claiming | 0 |  |  | #N/A |  |  |  | 0 |  |  | SLM |  |  | REM
| - | #N/A | #N/A | #N/A | Material Claiming | 0 |  |  | #N/A |  |  |  | 0 |  |  | SLM |  |  | REM
| - | #N/A | #N/A | #N/A | Material Claiming | 0 |  |  | #N/A |  |  |  | 0 |  |  | SLM |  |  | REM
| - | #N/A | #N/A | #N/A | Material Claiming | 0 |  |  | #N/A |  |  |  | 0 |  |  | SLM |  |  | REM
| - | #N/A | #N/A | #N/A | Material Claiming | 0 |  |  | #N/A |  |  |  | 0 |  |  | SLM |  |  | REM
| - | #N/A | #N/A | #N/A | Material Claiming | 0 |  |  | #N/A |  |  |  | 0 |  |  | SLM |  |  | REM
| - | #N/A | #N/A | #N/A | Material Claiming | 0 |  |  | #N/A |  |  |  | 0 |  |  | SLM |  |  | REM
| - | #N/A | #N/A | #N/A | Material Claiming | 0 |  |  | #N/A |  |  |  | 0 |  |  | SLM |  |  | REM
| - | #N/A | #N/A | #N/A | Material Claiming | 0 |  |  | #N/A |  |  |  | 0 |  |  | SLM |  |  | REM
| - | #N/A | #N/A | #N/A | Material Claiming | 0 |  |  | #N/A |  |  |  | 0 |  |  | SLM |  |  | REM
| - | #N/A | #N/A | #N/A | Material Claiming | 0 |  |  | #N/A |  |  |  | 0 |  |  | SLM |  |  | REM
| - | #N/A | #N/A | #N/A | Material Claiming | 0 |  |  | #N/A |  |  |  | 0 |  |  | SLM |  |  | REM
| - | #N/A | #N/A | #N/A | Material Claiming | 0 |  |  | #N/A |  |  |  | 0 |  |  | SLM |  |  | REM
| - | #N/A | #N/A | #N/A | Material Claiming | 0 |  |  | #N/A |  |  |  | 0 |  |  | SLM |  |  | REM
| - | #N/A | #N/A | #N/A | Material Claiming | 0 |  |  | #N/A |  |  |  | 0 |  |  | SLM |  |  | REM
| - | #N/A | #N/A | #N/A | Material Claiming | 0 |  |  | #N/A |  |  |  | 0 |  |  | SLM |  |  | REM
| - | #N/A | #N/A | #N/A | Material Claiming | 0 |  |  | #N/A |  |  |  | 0 |  |  | SLM |  |  | REM
| - | #N/A | #N/A | #N/A | Material Claiming | 0 |  |  | #N/A |  |  |  | 0 |  |  | SLM |  |  | REM
| - | #N/A | #N/A | #N/A | Material Claiming | 0 |  |  | #N/A |  |  |  | 0 |  |  | SLM |  |  | REM
| - | #N/A | #N/A | #N/A | Material Claiming | 0 |  |  | #N/A |  |  |  | 0 |  |  | SLM |  |  | REM
| - | #N/A | #N/A | #N/A | Material Claiming | 0 |  |  | #N/A |  |  |  | 0 |  |  | SLM |  |  | REM
| - | #N/A | #N/A | #N/A | Material Claiming | 0 |  |  | #N/A |  |  |  | 0 |  |  | SLM |  |  | REM
| - | #N/A | #N/A | #N/A | Material Claiming | 0 |  |  | #N/A |  |  |  | 0 |  |  | SLM |  |  | REM
| - | #N/A | #N/A | #N/A | Material Claiming | 0 |  |  | #N/A |  |  |  | 0 |  |  | SLM |  |  | REM
| - | #N/A | #N/A | #N/A | Material Claiming | 0 |  |  | #N/A |  |  |  | 0 |  |  | SLM |  |  | REM
| - | #N/A | #N/A | #N/A | Material Claiming | 0 |  |  | #N/A |  |  |  | 0 |  |  | SLM |  |  | REM
| - | #N/A | #N/A | #N/A | Material Claiming | 0 |  |  | #N/A |  |  |  | 0 |  |  | SLM |  |  | REM
| - | #N/A | #N/A | #N/A | Material Claiming | 0 |  |  | #N/A |  |  |  | 0 |  |  | SLM |  |  | REM
| - | #N/A | #N/A | #N/A | Material Claiming | 0 |  |  | #N/A |  |  |  | 0 |  |  | SLM |  |  | REM
| - | #N/A | #N/A | #N/A | Material Claiming | 0 |  |  | #N/A |  |  |  | 0 |  |  | SLM |  |  | REM
| - | #N/A | #N/A | #N/A | Material Claiming | 0 |  |  | #N/A |  |  |  | 0 |  |  | SLM |  |  | REM
| - | #N/A | #N/A | #N/A | Material Claiming | 0 |  |  | #N/A |  |  |  | 0 |  |  | SLM |  |  | REM
| - | #N/A | #N/A | #N/A | Material Claiming | 0 |  |  | #N/A |  |  |  | 0 |  |  | SLM |  |  | REM
| - | #N/A | #N/A | #N/A | Material Claiming | 0 |  |  | #N/A |  |  |  | 0 |  |  | SLM |  |  | REM
| - | #N/A | #N/A | #N/A | Material Claiming | 0 |  |  | #N/A |  |  |  | 0 |  |  | SLM |  |  | REM
| - | #N/A | #N/A | #N/A | Material Claiming | 0 |  |  | #N/A |  |  |  | 0 |  |  | SLM |  |  | REM
| - | #N/A | #N/A | #N/A | Material Claiming | 0 |  |  | #N/A |  |  |  | 0 |  |  | SLM |  |  | REM
| - | #N/A | #N/A | #N/A | Material Claiming | 0 |  |  | #N/A |  |  |  | 0 |  |  | SLM |  |  | REM
| - | #N/A | #N/A | #N/A | Material Claiming | 0 |  |  | #N/A |  |  |  | 0 |  |  | SLM |  |  | REM
| - | #N/A | #N/A | #N/A | Material Claiming | 0 |  |  | #N/A |  |  |  | 0 |  |  | SLM |  |  | REM
| - | #N/A | #N/A | #N/A | Material Claiming | 0 |  |  | #N/A |  |  |  | 0 |  |  | SLM |  |  | REM
| - | #N/A | #N/A | #N/A | Material Claiming | 0 |  |  | #N/A |  |  |  | 0 |  |  | SLM |  |  | REM
| - | #N/A | #N/A | #N/A | Material Claiming | 0 |  |  | #N/A |  |  |  | 0 |  |  | SLM |  |  | REM
| - | #N/A | #N/A | #N/A | Material Claiming | 0 |  |  | #N/A |  |  |  | 0 |  |  | SLM |  |  | REM
| - | #N/A | #N/A | #N/A | Material Claiming | 0 |  |  | #N/A |  |  |  | 0 |  |  | SLM |  |  | REM
| - | #N/A | #N/A | #N/A | Material Claiming | 0 |  |  | #N/A |  |  |  | 0 |  |  | SLM |  |  | REM
| - | #N/A | #N/A | #N/A | Material Claiming | 0 |  |  | #N/A |  |  |  | 0 |  |  | SLM |  |  | REM
| - | #N/A | #N/A | #N/A | Material Claiming | 0 |  |  | #N/A |  |  |  | 0 |  |  | SLM |  |  | REM
| - | #N/A | #N/A | #N/A | Material Claiming | 0 |  |  | #N/A |  |  |  | 0 |  |  | SLM |  |  | REM
| - | #N/A | #N/A | #N/A | Material Claiming | 0 |  |  | #N/A |  |  |  | 0 |  |  | SLM |  |  | REM
| - | #N/A | #N/A | #N/A | Material Claiming | 0 |  |  | #N/A |  |  |  | 0 |  |  | SLM |  |  | REM
| - | #N/A | #N/A | #N/A | Material Claiming | 0 |  |  | #N/A |  |  |  | 0 |  |  | SLM |  |  | REM
| - | #N/A | #N/A | #N/A | Material Claiming | 0 |  |  | #N/A |  |  |  | 0 |  |  | SLM |  |  | REM
| - | #N/A | #N/A | #N/A | Material Claiming | 0 |  |  | #N/A |  |  |  | 0 |  |  | SLM |  |  | REM
| - | #N/A | #N/A | #N/A | Material Claiming | 0 |  |  | #N/A |  |  |  | 0 |  |  | SLM |  |  | REM
| - | #N/A | #N/A | #N/A | Material Claiming | 0 |  |  | #N/A |  |  |  | 0 |  |  | SLM |  |  | REM
| - | #N/A | #N/A | #N/A | Material Claiming | 0 |  |  | #N/A |  |  |  | 0 |  |  | SLM |  |  | REM
| - | #N/A | #N/A | #N/A | Material Claiming | 0 |  |  | #N/A |  |  |  | 0 |  |  | SLM |  |  | REM
| - | #N/A | #N/A | #N/A | Material Claiming | 0 |  |  | #N/A |  |  |  | 0 |  |  | SLM |  |  | REM
| - | #N/A | #N/A | #N/A | Material Claiming | 0 |  |  | #N/A |  |  |  | 0 |  |  | SLM |  |  | REM
| - | #N/A | #N/A | #N/A | Material Claiming | 0 |  |  | #N/A |  |  |  | 0 |  |  | SLM |  |  | REM
| - | #N/A | #N/A | #N/A | Material Claiming | 0 |  |  | #N/A |  |  |  | 0 |  |  | SLM |  |  | REM
| - | #N/A | #N/A | #N/A | Material Claiming | 0 |  |  | #N/A |  |  |  | 0 |  |  | SLM |  |  | REM
| - | #N/A | #N/A | #N/A | Material Claiming | 0 |  |  | #N/A |  |  |  | 0 |  |  | SLM |  |  | REM
| - | #N/A | #N/A | #N/A | Material Claiming | 0 |  |  | #N/A |  |  |  | 0 |  |  | SLM |  |  | REM
| - | #N/A | #N/A | #N/A | Material Claiming | 0 |  |  | #N/A |  |  |  | 0 |  |  | SLM |  |  | REM
| - | #N/A | #N/A | #N/A | Material Claiming | 0 |  |  | #N/A |  |  |  | 0 |  |  | SLM |  |  | REM
| - | #N/A | #N/A | #N/A | Material Claiming | 0 |  |  | #N/A |  |  |  | 0 |  |  | SLM |  |  | REM
| - | #N/A | #N/A | #N/A | Material Claiming | 0 |  |  | #N/A |  |  |  | 0 |  |  | SLM |  |  | REM
| - | #N/A | #N/A | #N/A | Material Claiming | 0 |  |  | #N/A |  |  |  | 0 |  |  | SLM |  |  | REM
| - | #N/A | #N/A | #N/A | Material Claiming | 0 |  |  | #N/A |  |  |  | 0 |  |  | SLM |  |  | REM
| - | #N/A | #N/A | #N/A | Material Claiming | 0 |  |  | #N/A |  |  |  | 0 |  |  | SLM |  |  | REM
| - | #N/A | #N/A | #N/A | Material Claiming | 0 |  |  | #N/A |  |  |  | 0 |  |  | SLM |  |  | REM
| - | #N/A | #N/A | #N/A | Material Claiming | 0 |  |  | #N/A |  |  |  | 0 |  |  | SLM |  |  | REM
| - | #N/A | #N/A | #N/A | Material Claiming | 0 |  |  | #N/A |  |  |  | 0 |  |  | SLM |  |  | REM
| - | #N/A | #N/A | #N/A | Material Claiming | 0 |  |  | #N/A |  |  |  | 0 |  |  | SLM |  |  | REM
| - | #N/A | #N/A | #N/A | Material Claiming | 0 |  |  | #N/A |  |  |  | 0 |  |  | SLM |  |  | REM
| - | #N/A | #N/A | #N/A | Material Claiming | 0 |  |  | #N/A |  |  |  | 0 |  |  | SLM |  |  | REM
| - | #N/A | #N/A | #N/A | Material Claiming | 0 |  |  | #N/A |  |  |  | 0 |  |  | SLM |  |  | REM
| - | #N/A | #N/A | #N/A | Material Claiming | 0 |  |  | #N/A |  |  |  | 0 |  |  | SLM |  |  | REM
| - | #N/A | #N/A | #N/A | Material Claiming | 0 |  |  | #N/A |  |  |  | 0 |  |  | SLM |  |  | REM
| - | #N/A | #N/A | #N/A | Material Claiming | 0 |  |  | #N/A |  |  |  | 0 |  |  | SLM |  |  | REM
| - | #N/A | #N/A | #N/A | Material Claiming | 0 |  |  | #N/A |  |  |  | 0 |  |  | SLM |  |  | REM
| - | #N/A | #N/A | #N/A | Material Claiming | 0 |  |  | #N/A |  |  |  | 0 |  |  | SLM |  |  | REM
| - | #N/A | #N/A | #N/A | Material Claiming | 0 |  |  | #N/A |  |  |  | 0 |  |  | SLM |  |  | REM
| - | #N/A | #N/A | #N/A | Material Claiming | 0 |  |  | #N/A |  |  |  | 0 |  |  | SLM |  |  | REM
| - | #N/A | #N/A | #N/A | Material Claiming | 0 |  |  | #N/A |  |  |  | 0 |  |  | SLM |  |  | REM
| - | #N/A | #N/A | #N/A | Material Claiming | 0 |  |  | #N/A |  |  |  | 0 |  |  | SLM |  |  | REM
| - | #N/A | #N/A | #N/A | Material Claiming | 0 |  |  | #N/A |  |  |  | 0 |  |  | SLM |  |  | REM
| - | #N/A | #N/A | #N/A | Material Claiming | 0 |  |  | #N/A |  |  |  | 0 |  |  | SLM |  |  | REM
| - | #N/A | #N/A | #N/A | Material Claiming | 0 |  |  | #N/A |  |  |  | 0 |  |  | SLM |  |  | REM
| - | #N/A | #N/A | #N/A | Material Claiming | 0 |  |  | #N/A |  |  |  | 0 |  |  | SLM |  |  | REM
| - | #N/A | #N/A | #N/A | Material Claiming | 0 |  |  | #N/A |  |  |  | 0 |  |  | SLM |  |  | REM
| - | #N/A | #N/A | #N/A | Material Claiming | 0 |  |  | #N/A |  |  |  | 0 |  |  | SLM |  |  | REM
| - | #N/A | #N/A | #N/A | Material Claiming | 0 |  |  | #N/A |  |  |  | 0 |  |  | SLM |  |  | REM
| - | #N/A | #N/A | #N/A | Material Claiming | 0 |  |  | #N/A |  |  |  | 0 |  |  | SLM |  |  | REM
| - | #N/A | #N/A | #N/A | Material Claiming | 0 |  |  | #N/A |  |  |  | 0 |  |  | SLM |  |  | REM
| - | #N/A | #N/A | #N/A | Material Claiming | 0 |  |  | #N/A |  |  |  | 0 |  |  | SLM |  |  | REM
| - | #N/A | #N/A | #N/A | Material Claiming | 0 |  |  | #N/A |  |  |  | 0 |  |  | SLM |  |  | REM
| - | #N/A | #N/A | #N/A | Material Claiming | 0 |  |  | #N/A |  |  |  | 0 |  |  | SLM |  |  | REM
| - | #N/A | #N/A | #N/A | Material Claiming | 0 |  |  | #N/A |  |  |  | 0 |  |  | SLM |  |  | REM
| - | #N/A | #N/A | #N/A | Material Claiming | 0 |  |  | #N/A |  |  |  | 0 |  |  | SLM |  |  | REM
| - | #N/A | #N/A | #N/A | Material Claiming | 0 |  |  | #N/A |  |  |  | 0 |  |  | SLM |  |  | REM
| - | #N/A | #N/A | #N/A | Material Claiming | 0 |  |  | #N/A |  |  |  | 0 |  |  | SLM |  |  | REM
| - | #N/A | #N/A | #N/A | Material Claiming | 0 |  |  | #N/A |  |  |  | 0 |  |  | SLM |  |  | REM
| - | #N/A | #N/A | #N/A | Material Claiming | 0 |  |  | #N/A |  |  |  | 0 |  |  | SLM |  |  | REM
| - | #N/A | #N/A | #N/A | Material Claiming | 0 |  |  | #N/A |  |  |  | 0 |  |  | SLM |  |  | REM
| - | #N/A | #N/A | #N/A | Material Claiming | 0 |  |  | #N/A |  |  |  | 0 |  |  | SLM |  |  | REM
| - | #N/A | #N/A | #N/A | Material Claiming | 0 |  |  | #N/A |  |  |  | 0 |  |  | SLM |  |  | REM
| - | #N/A | #N/A | #N/A | Material Claiming | 0 |  |  | #N/A |  |  |  | 0 |  |  | SLM |  |  | REM
| - | #N/A | #N/A | #N/A | Material Claiming | 0 |  |  | #N/A |  |  |  | 0 |  |  | SLM |  |  | REM
| - | #N/A | #N/A | #N/A | Material Claiming | 0 |  |  | #N/A |  |  |  | 0 |  |  | SLM |  |  | REM
| - | #N/A | #N/A | #N/A | Material Claiming | 0 |  |  | #N/A |  |  |  | 0 |  |  | SLM |  |  | REM
| - | #N/A | #N/A | #N/A | Material Claiming | 0 |  |  | #N/A |  |  |  | 0 |  |  | SLM |  |  | REM
| - | #N/A | #N/A | #N/A | Material Claiming | 0 |  |  | #N/A |  |  |  | 0 |  |  | SLM |  |  | REM
| - | #N/A | #N/A | #N/A | Material Claiming | 0 |  |  | #N/A |  |  |  | 0 |  |  | SLM |  |  | REM
| - | #N/A | #N/A | #N/A | Material Claiming | 0 |  |  | #N/A |  |  |  | 0 |  |  | SLM |  |  | REM
| - | #N/A | #N/A | #N/A | Material Claiming | 0 |  |  | #N/A |  |  |  | 0 |  |  | SLM |  |  | REM
| - | #N/A | #N/A | #N/A | Material Claiming | 0 |  |  | #N/A |  |  |  | 0 |  |  | SLM |  |  | REM
| - | #N/A | #N/A | #N/A | Material Claiming | 0 |  |  | #N/A |  |  |  | 0 |  |  | SLM |  |  | REM
| - | #N/A | #N/A | #N/A | Material Claiming | 0 |  |  | #N/A |  |  |  | 0 |  |  | SLM |  |  | REM
| - | #N/A | #N/A | #N/A | Material Claiming | 0 |  |  | #N/A |  |  |  | 0 |  |  | SLM |  |  | REM
| - | #N/A | #N/A | #N/A | Material Claiming | 0 |  |  | #N/A |  |  |  | 0 |  |  | SLM |  |  | REM
| - | #N/A | #N/A | #N/A | Material Claiming | 0 |  |  | #N/A |  |  |  | 0 |  |  | SLM |  |  | REM
| - | #N/A | #N/A | #N/A | Material Claiming | 0 |  |  | #N/A |  |  |  | 0 |  |  | SLM |  |  | REM
| - | #N/A | #N/A | #N/A | Material Claiming | 0 |  |  | #N/A |  |  |  | 0 |  |  | SLM |  |  | REM
| - | #N/A | #N/A | #N/A | Material Claiming | 0 |  |  | #N/A |  |  |  | 0 |  |  | SLM |  |  | REM
| - | #N/A | #N/A | #N/A | Material Claiming | 0 |  |  | #N/A |  |  |  | 0 |  |  | SLM |  |  | REM
| - | #N/A | #N/A | #N/A | Material Claiming | 0 |  |  | #N/A |  |  |  | 0 |  |  | SLM |  |  | REM
| - | #N/A | #N/A | #N/A | Material Claiming | 0 |  |  | #N/A |  |  |  | 0 |  |  | SLM |  |  | REM
| - | #N/A | #N/A | #N/A | Material Claiming | 0 |  |  | #N/A |  |  |  | 0 |  |  | SLM |  |  | REM
| - | #N/A | #N/A | #N/A | Material Claiming | 0 |  |  | #N/A |  |  |  | 0 |  |  | SLM |  |  | REM
| - | #N/A | #N/A | #N/A | Material Claiming | 0 |  |  | #N/A |  |  |  | 0 |  |  | SLM |  |  | REM
| - | #N/A | #N/A | #N/A | Material Claiming | 0 |  |  | #N/A |  |  |  | 0 |  |  | SLM |  |  | REM
| - | #N/A | #N/A | #N/A | Material Claiming | 0 |  |  | #N/A |  |  |  | 0 |  |  | SLM |  |  | REM
| - | #N/A | #N/A | #N/A | Material Claiming | 0 |  |  | #N/A |  |  |  | 0 |  |  | SLM |  |  | REM
| - | #N/A | #N/A | #N/A | Material Claiming | 0 |  |  | #N/A |  |  |  | 0 |  |  | SLM |  |  | REM
| - | #N/A | #N/A | #N/A | Material Claiming | 0 |  |  | #N/A |  |  |  | 0 |  |  | SLM |  |  | REM
| - | #N/A | #N/A | #N/A | Material Claiming | 0 |  |  | #N/A |  |  |  | 0 |  |  | SLM |  |  | REM
| - | #N/A | #N/A | #N/A | Material Claiming | 0 |  |  | #N/A |  |  |  | 0 |  |  | SLM |  |  | REM
| - | #N/A | #N/A | #N/A | Material Claiming | 0 |  |  | #N/A |  |  |  | 0 |  |  | SLM |  |  | REM
| - | #N/A | #N/A | #N/A | Material Claiming | 0 |  |  | #N/A |  |  |  | 0 |  |  | SLM |  |  | REM
| - | #N/A | #N/A | #N/A | Material Claiming | 0 |  |  | #N/A |  |  |  | 0 |  |  | SLM |  |  | REM
| - | #N/A | #N/A | #N/A | Material Claiming | 0 |  |  | #N/A |  |  |  | 0 |  |  | SLM |  |  | REM
| - | #N/A | #N/A | #N/A | Material Claiming | 0 |  |  | #N/A |  |  |  | 0 |  |  | SLM |  |  | REM
| - | #N/A | #N/A | #N/A | Material Claiming | 0 |  |  | #N/A |  |  |  | 0 |  |  | SLM |  |  | REM
| - | #N/A | #N/A | #N/A | Material Claiming | 0 |  |  | #N/A |  |  |  | 0 |  |  | SLM |  |  | REM
| - | #N/A | #N/A | #N/A | Material Claiming | 0 |  |  | #N/A |  |  |  | 0 |  |  | SLM |  |  | REM
| - | #N/A | #N/A | #N/A | Material Claiming | 0 |  |  | #N/A |  |  |  | 0 |  |  | SLM |  |  | REM
| - | #N/A | #N/A | #N/A | Material Claiming | 0 |  |  | #N/A |  |  |  | 0 |  |  | SLM |  |  | REM
| - | #N/A | #N/A | #N/A | Material Claiming | 0 |  |  | #N/A |  |  |  | 0 |  |  | SLM |  |  | REM
| - | #N/A | #N/A | #N/A | Material Claiming | 0 |  |  | #N/A |  |  |  | 0 |  |  | SLM |  |  | REM
| - | #N/A | #N/A | #N/A | Material Claiming | 0 |  |  | #N/A |  |  |  | 0 |  |  | SLM |  |  | REM
| - | #N/A | #N/A | #N/A | Material Claiming | 0 |  |  | #N/A |  |  |  | 0 |  |  | SLM |  |  | REM
| - | #N/A | #N/A | #N/A | Material Claiming | 0 |  |  | #N/A |  |  |  | 0 |  |  | SLM |  |  | REM
| - | #N/A | #N/A | #N/A | Material Claiming | 0 |  |  | #N/A |  |  |  | 0 |  |  | SLM |  |  | REM
| - | #N/A | #N/A | #N/A | Material Claiming | 0 |  |  | #N/A |  |  |  | 0 |  |  | SLM |  |  | REM
| - | #N/A | #N/A | #N/A | Material Claiming | 0 |  |  | #N/A |  |  |  | 0 |  |  | SLM |  |  | REM
| - | #N/A | #N/A | #N/A | Material Claiming | 0 |  |  | #N/A |  |  |  | 0 |  |  | SLM |  |  | REM
| - | #N/A | #N/A | #N/A | Material Claiming | 0 |  |  | #N/A |  |  |  | 0 |  |  | SLM |  |  | REM
| - | #N/A | #N/A | #N/A | Material Claiming | 0 |  |  | #N/A |  |  |  | 0 |  |  | SLM |  |  | REM
| - | #N/A | #N/A | #N/A | Material Claiming | 0 |  |  | #N/A |  |  |  | 0 |  |  | SLM |  |  | REM
| - | #N/A | #N/A | #N/A | Material Claiming | 0 |  |  | #N/A |  |  |  | 0 |  |  | SLM |  |  | REM
| - | #N/A | #N/A | #N/A | Material Claiming | 0 |  |  | #N/A |  |  |  | 0 |  |  | SLM |  |  | REM
| - | #N/A | #N/A | #N/A | Material Claiming | 0 |  |  | #N/A |  |  |  | 0 |  |  | SLM |  |  | REM
| - | #N/A | #N/A | #N/A | Material Claiming | 0 |  |  | #N/A |  |  |  | 0 |  |  | SLM |  |  | REM
| - | #N/A | #N/A | #N/A | Material Claiming | 0 |  |  | #N/A |  |  |  | 0 |  |  | SLM |  |  | REM
| - | #N/A | #N/A | #N/A | Material Claiming | 0 |  |  | #N/A |  |  |  | 0 |  |  | SLM |  |  | REM
| - | #N/A | #N/A | #N/A | Material Claiming | 0 |  |  | #N/A |  |  |  | 0 |  |  | SLM |  |  | REM
| - | #N/A | #N/A | #N/A | Material Claiming | 0 |  |  | #N/A |  |  |  | 0 |  |  | SLM |  |  | REM
| - | #N/A | #N/A | #N/A | Material Claiming | 0 |  |  | #N/A |  |  |  | 0 |  |  | SLM |  |  | REM
| - | #N/A | #N/A | #N/A | Material Claiming | 0 |  |  | #N/A |  |  |  | 0 |  |  | SLM |  |  | REM
| - | #N/A | #N/A | #N/A | Material Claiming | 0 |  |  | #N/A |  |  |  | 0 |  |  | SLM |  |  | REM
| - | #N/A | #N/A | #N/A | Material Claiming | 0 |  |  | #N/A |  |  |  | 0 |  |  | SLM |  |  | REM
| - | #N/A | #N/A | #N/A | Material Claiming | 0 |  |  | #N/A |  |  |  | 0 |  |  | SLM |  |  | REM
| - | #N/A | #N/A | #N/A | Material Claiming | 0 |  |  | #N/A |  |  |  | 0 |  |  | SLM |  |  | REM
| - | #N/A | #N/A | #N/A | Material Claiming | 0 |  |  | #N/A |  |  |  | 0 |  |  | SLM |  |  | REM
| - | #N/A | #N/A | #N/A | Material Claiming | 0 |  |  | #N/A |  |  |  | 0 |  |  | SLM |  |  | REM
| - | #N/A | #N/A | #N/A | Material Claiming | 0 |  |  | #N/A |  |  |  | 0 |  |  | SLM |  |  | REM
| - | #N/A | #N/A | #N/A | Material Claiming | 0 |  |  | #N/A |  |  |  | 0 |  |  | SLM |  |  | REM
| - | #N/A | #N/A | #N/A | Material Claiming | 0 |  |  | #N/A |  |  |  | 0 |  |  | SLM |  |  | REM
| - | #N/A | #N/A | #N/A | Material Claiming | 0 |  |  | #N/A |  |  |  | 0 |  |  | SLM |  |  | REM
| - | #N/A | #N/A | #N/A | Material Claiming | 0 |  |  | #N/A |  |  |  | 0 |  |  | SLM |  |  | REM
| - | #N/A | #N/A | #N/A | Material Claiming | 0 |  |  | #N/A |  |  |  | 0 |  |  | SLM |  |  | REM
| - | #N/A | #N/A | #N/A | Material Claiming | 0 |  |  | #N/A |  |  |  | 0 |  |  | SLM |  |  | REM
| - | #N/A | #N/A | #N/A | Material Claiming | 0 |  |  | #N/A |  |  |  | 0 |  |  | SLM |  |  | REM
| - | #N/A | #N/A | #N/A | Material Claiming | 0 |  |  | #N/A |  |  |  | 0 |  |  | SLM |  |  | REM
| - | #N/A | #N/A | #N/A | Material Claiming | 0 |  |  | #N/A |  |  |  | 0 |  |  | SLM |  |  | REM
| - | #N/A | #N/A | #N/A | Material Claiming | 0 |  |  | #N/A |  |  |  | 0 |  |  | SLM |  |  | REM
| - | #N/A | #N/A | #N/A | Material Claiming | 0 |  |  | #N/A |  |  |  | 0 |  |  | SLM |  |  | REM
| - | #N/A | #N/A | #N/A | Material Claiming | 0 |  |  | #N/A |  |  |  | 0 |  |  | SLM |  |  | REM
| - | #N/A | #N/A | #N/A | Material Claiming | 0 |  |  | #N/A |  |  |  | 0 |  |  | SLM |  |  | REM
| - | #N/A | #N/A | #N/A | Material Claiming | 0 |  |  | #N/A |  |  |  | 0 |  |  | SLM |  |  | REM
| - | #N/A | #N/A | #N/A | Material Claiming | 0 |  |  | #N/A |  |  |  | 0 |  |  | SLM |  |  | REM
| - | #N/A | #N/A | #N/A | Material Claiming | 0 |  |  | #N/A |  |  |  | 0 |  |  | SLM |  |  | REM
| - | #N/A | #N/A | #N/A | Material Claiming | 0 |  |  | #N/A |  |  |  | 0 |  |  | SLM |  |  | REM
| - | #N/A | #N/A | #N/A | Material Claiming | 0 |  |  | #N/A |  |  |  | 0 |  |  | SLM |  |  | REM
| - | #N/A | #N/A | #N/A | Material Claiming | 0 |  |  | #N/A |  |  |  | 0 |  |  | SLM |  |  | REM
| - | #N/A | #N/A | #N/A | Material Claiming | 0 |  |  | #N/A |  |  |  | 0 |  |  | SLM |  |  | REM
| - | #N/A | #N/A | #N/A | Material Claiming | 0 |  |  | #N/A |  |  |  | 0 |  |  | SLM |  |  | REM
| - | #N/A | #N/A | #N/A | Material Claiming | 0 |  |  | #N/A |  |  |  | 0 |  |  | SLM |  |  | REM
| - | #N/A | #N/A | #N/A | Material Claiming | 0 |  |  | #N/A |  |  |  | 0 |  |  | SLM |  |  | REM
| - | #N/A | #N/A | #N/A | Material Claiming | 0 |  |  | #N/A |  |  |  | 0 |  |  | SLM |  |  | REM
| - | #N/A | #N/A | #N/A | Material Claiming | 0 |  |  | #N/A |  |  |  | 0 |  |  | SLM |  |  | REM
| - | #N/A | #N/A | #N/A | Material Claiming | 0 |  |  | #N/A |  |  |  | 0 |  |  | SLM |  |  | REM
| - | #N/A | #N/A | #N/A | Material Claiming | 0 |  |  | #N/A |  |  |  | 0 |  |  | SLM |  |  | REM
| - | #N/A | #N/A | #N/A | Material Claiming | 0 |  |  | #N/A |  |  |  | 0 |  |  | SLM |  |  | REM
| - | #N/A | #N/A | #N/A | Material Claiming | 0 |  |  | #N/A |  |  |  | 0 |  |  | SLM |  |  | REM
| - | #N/A | #N/A | #N/A | Material Claiming | 0 |  |  | #N/A |  |  |  | 0 |  |  | SLM |  |  | REM
| - | #N/A | #N/A | #N/A | Material Claiming | 0 |  |  | #N/A |  |  |  | 0 |  |  | SLM |  |  | REM
| - | #N/A | #N/A | #N/A | Material Claiming | 0 |  |  | #N/A |  |  |  | 0 |  |  | SLM |  |  | REM
| - | #N/A | #N/A | #N/A | Material Claiming | 0 |  |  | #N/A |  |  |  | 0 |  |  | SLM |  |  | REM
| - | #N/A | #N/A | #N/A | Material Claiming | 0 |  |  | #N/A |  |  |  | 0 |  |  | SLM |  |  | REM
| - | #N/A | #N/A | #N/A | Material Claiming | 0 |  |  | #N/A |  |  |  | 0 |  |  | SLM |  |  | REM
| - | #N/A | #N/A | #N/A | Material Claiming | 0 |  |  | #N/A |  |  |  | 0 |  |  | SLM |  |  | REM
| - | #N/A | #N/A | #N/A | Material Claiming | 0 |  |  | #N/A |  |  |  | 0 |  |  | SLM |  |  | REM
| - | #N/A | #N/A | #N/A | Material Claiming | 0 |  |  | #N/A |  |  |  | 0 |  |  | SLM |  |  | REM
| - | #N/A | #N/A | #N/A | Material Claiming | 0 |  |  | #N/A |  |  |  | 0 |  |  | SLM |  |  | REM
| - | #N/A | #N/A | #N/A | Material Claiming | 0 |  |  | #N/A |  |  |  | 0 |  |  | SLM |  |  | REM
| - | #N/A | #N/A | #N/A | Material Claiming | 0 |  |  | #N/A |  |  |  | 0 |  |  | SLM |  |  | REM
| - | #N/A | #N/A | #N/A | Material Claiming | 0 |  |  | #N/A |  |  |  | 0 |  |  | SLM |  |  | REM
| - | #N/A | #N/A | #N/A | Material Claiming | 0 |  |  | #N/A |  |  |  | 0 |  |  | SLM |  |  | REM
| - | #N/A | #N/A | #N/A | Material Claiming | 0 |  |  | #N/A |  |  |  | 0 |  |  | SLM |  |  | REM
| - | #N/A | #N/A | #N/A | Material Claiming | 0 |  |  | #N/A |  |  |  | 0 |  |  | SLM |  |  | REM
| - | #N/A | #N/A | #N/A | Material Claiming | 0 |  |  | #N/A |  |  |  | 0 |  |  | SLM |  |  | REM
| - | #N/A | #N/A | #N/A | Material Claiming | 0 |  |  | #N/A |  |  |  | 0 |  |  | SLM |  |  | REM
| - | #N/A | #N/A | #N/A | Material Claiming | 0 |  |  | #N/A |  |  |  | 0 |  |  | SLM |  |  | REM
| - | #N/A | #N/A | #N/A | Material Claiming | 0 |  |  | #N/A |  |  |  | 0 |  |  | SLM |  |  | REM
| - | #N/A | #N/A | #N/A | Material Claiming | 0 |  |  | #N/A |  |  |  | 0 |  |  | SLM |  |  | REM
| - | #N/A | #N/A | #N/A | Material Claiming | 0 |  |  | #N/A |  |  |  | 0 |  |  | SLM |  |  | REM
| - | #N/A | #N/A | #N/A | Material Claiming | 0 |  |  | #N/A |  |  |  | 0 |  |  | SLM |  |  | REM
| - | #N/A | #N/A | #N/A | Material Claiming | 0 |  |  | #N/A |  |  |  | 0 |  |  | SLM |  |  | REM
| - | #N/A | #N/A | #N/A | Material Claiming | 0 |  |  | #N/A |  |  |  | 0 |  |  | SLM |  |  | REM
| - | #N/A | #N/A | #N/A | Material Claiming | 0 |  |  | #N/A |  |  |  | 0 |  |  | SLM |  |  | REM
| - | #N/A | #N/A | #N/A | Material Claiming | 0 |  |  | #N/A |  |  |  | 0 |  |  | SLM |  |  | REM
| - | #N/A | #N/A | #N/A | Material Claiming | 0 |  |  | #N/A |  |  |  | 0 |  |  | SLM |  |  | REM
| - | #N/A | #N/A | #N/A | Material Claiming | 0 |  |  | #N/A |  |  |  | 0 |  |  | SLM |  |  | REM
| - | #N/A | #N/A | #N/A | Material Claiming | 0 |  |  | #N/A |  |  |  | 0 |  |  | SLM |  |  | REM
| - | #N/A | #N/A | #N/A | Material Claiming | 0 |  |  | #N/A |  |  |  | 0 |  |  | SLM |  |  | REM
| - | #N/A | #N/A | #N/A | Material Claiming | 0 |  |  | #N/A |  |  |  | 0 |  |  | SLM |  |  | REM
| - | #N/A | #N/A | #N/A | Material Claiming | 0 |  |  | #N/A |  |  |  | 0 |  |  | SLM |  |  | REM
| - | #N/A | #N/A | #N/A | Material Claiming | 0 |  |  | #N/A |  |  |  | 0 |  |  | SLM |  |  | REM
| - | #N/A | #N/A | #N/A | Material Claiming | 0 |  |  | #N/A |  |  |  | 0 |  |  | SLM |  |  | REM
| - | #N/A | #N/A | #N/A | Material Claiming | 0 |  |  | #N/A |  |  |  | 0 |  |  | SLM |  |  | REM
| - | #N/A | #N/A | #N/A | Material Claiming | 0 |  |  | #N/A |  |  |  | 0 |  |  | SLM |  |  | REM
| - | #N/A | #N/A | #N/A | Material Claiming | 0 |  |  | #N/A |  |  |  | 0 |  |  | SLM |  |  | REM
| - | #N/A | #N/A | #N/A | Material Claiming | 0 |  |  | #N/A |  |  |  | 0 |  |  | SLM |  |  | REM
| - | #N/A | #N/A | #N/A | Material Claiming | 0 |  |  | #N/A |  |  |  | 0 |  |  | SLM |  |  | REM
| - | #N/A | #N/A | #N/A | Material Claiming | 0 |  |  | #N/A |  |  |  | 0 |  |  | SLM |  |  | REM
| - | #N/A | #N/A | #N/A | Material Claiming | 0 |  |  | #N/A |  |  |  | 0 |  |  | SLM |  |  | REM
| - | #N/A | #N/A | #N/A | Material Claiming | 0 |  |  | #N/A |  |  |  | 0 |  |  | SLM |  |  | REM
| - | #N/A | #N/A | #N/A | Material Claiming | 0 |  |  | #N/A |  |  |  | 0 |  |  | SLM |  |  | REM
| - | #N/A | #N/A | #N/A | Material Claiming | 0 |  |  | #N/A |  |  |  | 0 |  |  | SLM |  |  | REM
| - | #N/A | #N/A | #N/A | Material Claiming | 0 |  |  | #N/A |  |  |  | 0 |  |  | SLM |  |  | REM
| - | #N/A | #N/A | #N/A | Material Claiming | 0 |  |  | #N/A |  |  |  | 0 |  |  | SLM |  |  | REM
| - | #N/A | #N/A | #N/A | Material Claiming | 0 |  |  | #N/A |  |  |  | 0 |  |  | SLM |  |  | REM
| - | #N/A | #N/A | #N/A | Material Claiming | 0 |  |  | #N/A |  |  |  | 0 |  |  | SLM |  |  | REM
| - | #N/A | #N/A | #N/A | Material Claiming | 0 |  |  | #N/A |  |  |  | 0 |  |  | SLM |  |  | REM
| - | #N/A | #N/A | #N/A | Material Claiming | 0 |  |  | #N/A |  |  |  | 0 |  |  | SLM |  |  | REM
| - | #N/A | #N/A | #N/A | Material Claiming | 0 |  |  | #N/A |  |  |  | 0 |  |  | SLM |  |  | REM
| - | #N/A | #N/A | #N/A | Material Claiming | 0 |  |  | #N/A |  |  |  | 0 |  |  | SLM |  |  | REM
| - | #N/A | #N/A | #N/A | Material Claiming | 0 |  |  | #N/A |  |  |  | 0 |  |  | SLM |  |  | REM
| - | #N/A | #N/A | #N/A | Material Claiming | 0 |  |  | #N/A |  |  |  | 0 |  |  | SLM |  |  | REM
| - | #N/A | #N/A | #N/A | Material Claiming | 0 |  |  | #N/A |  |  |  | 0 |  |  | SLM |  |  | REM
| - | #N/A | #N/A | #N/A | Material Claiming | 0 |  |  | #N/A |  |  |  | 0 |  |  | SLM |  |  | REM
| - | #N/A | #N/A | #N/A | Material Claiming | 0 |  |  | #N/A |  |  |  | 0 |  |  | SLM |  |  | REM
| - | #N/A | #N/A | #N/A | Material Claiming | 0 |  |  | #N/A |  |  |  | 0 |  |  | SLM |  |  | REM
| - | #N/A | #N/A | #N/A | Material Claiming | 0 |  |  | #N/A |  |  |  | 0 |  |  | SLM |  |  | REM
| - | #N/A | #N/A | #N/A | Material Claiming | 0 |  |  | #N/A |  |  |  | 0 |  |  | SLM |  |  | REM
| - | #N/A | #N/A | #N/A | Material Claiming | 0 |  |  | #N/A |  |  |  | 0 |  |  | SLM |  |  | REM
| - | #N/A | #N/A | #N/A | Material Claiming | 0 |  |  | #N/A |  |  |  | 0 |  |  | SLM |  |  | REM
| - | #N/A | #N/A | #N/A | Material Claiming | 0 |  |  | #N/A |  |  |  | 0 |  |  | SLM |  |  | REM
| - | #N/A | #N/A | #N/A | Material Claiming | 0 |  |  | #N/A |  |  |  | 0 |  |  | SLM |  |  | REM
| - | #N/A | #N/A | #N/A | Material Claiming | 0 |  |  | #N/A |  |  |  | 0 |  |  | SLM |  |  | REM
| - | #N/A | #N/A | #N/A | Material Claiming | 0 |  |  | #N/A |  |  |  | 0 |  |  | SLM |  |  | REM
| - | #N/A | #N/A | #N/A | Material Claiming | 0 |  |  | #N/A |  |  |  | 0 |  |  | SLM |  |  | REM
| - | #N/A | #N/A | #N/A | Material Claiming | 0 |  |  | #N/A |  |  |  | 0 |  |  | SLM |  |  | REM
| - | #N/A | #N/A | #N/A | Material Claiming | 0 |  |  | #N/A |  |  |  | 0 |  |  | SLM |  |  | REM
| - | #N/A | #N/A | #N/A | Material Claiming | 0 |  |  | #N/A |  |  |  | 0 |  |  | SLM |  |  | REM
| - | #N/A | #N/A | #N/A | Material Claiming | 0 |  |  | #N/A |  |  |  | 0 |  |  | SLM |  |  | REM
| - | #N/A | #N/A | #N/A | Material Claiming | 0 |  |  | #N/A |  |  |  | 0 |  |  | SLM |  |  | REM
| - | #N/A | #N/A | #N/A | Material Claiming | 0 |  |  | #N/A |  |  |  | 0 |  |  | SLM |  |  | REM
| - | #N/A | #N/A | #N/A | Material Claiming | 0 |  |  | #N/A |  |  |  | 0 |  |  | SLM |  |  | REM
| - | #N/A | #N/A | #N/A | Material Claiming | 0 |  |  | #N/A |  |  |  | 0 |  |  | SLM |  |  | REM
| - | #N/A | #N/A | #N/A | Material Claiming | 0 |  |  | #N/A |  |  |  | 0 |  |  | SLM |  |  | REM
| - | #N/A | #N/A | #N/A | Material Claiming | 0 |  |  | #N/A |  |  |  | 0 |  |  | SLM |  |  | REM
| - | #N/A | #N/A | #N/A | Material Claiming | 0 |  |  | #N/A |  |  |  | 0 |  |  | SLM |  |  | REM
| - | #N/A | #N/A | #N/A | Material Claiming | 0 |  |  | #N/A |  |  |  | 0 |  |  | SLM |  |  | REM
| - | #N/A | #N/A | #N/A | Material Claiming | 0 |  |  | #N/A |  |  |  | 0 |  |  | SLM |  |  | REM
| - | #N/A | #N/A | #N/A | Material Claiming | 0 |  |  | #N/A |  |  |  | 0 |  |  | SLM |  |  | REM
| - | #N/A | #N/A | #N/A | Material Claiming | 0 |  |  | #N/A |  |  |  | 0 |  |  | SLM |  |  | REM
| - | #N/A | #N/A | #N/A | Material Claiming | 0 |  |  | #N/A |  |  |  | 0 |  |  | SLM |  |  | REM
| - | #N/A | #N/A | #N/A | Material Claiming | 0 |  |  | #N/A |  |  |  | 0 |  |  | SLM |  |  | REM
| - | #N/A | #N/A | #N/A | Material Claiming | 0 |  |  | #N/A |  |  |  | 0 |  |  | SLM |  |  | REM
| - | #N/A | #N/A | #N/A | Material Claiming | 0 |  |  | #N/A |  |  |  | 0 |  |  | SLM |  |  | REM
| - | #N/A | #N/A | #N/A | Material Claiming | 0 |  |  | #N/A |  |  |  | 0 |  |  | SLM |  |  | REM
| - | #N/A | #N/A | #N/A | Material Claiming | 0 |  |  | #N/A |  |  |  | 0 |  |  | SLM |  |  | REM
| - | #N/A | #N/A | #N/A | Material Claiming | 0 |  |  | #N/A |  |  |  | 0 |  |  | SLM |  |  | REM
| - | #N/A | #N/A | #N/A | Material Claiming | 0 |  |  | #N/A |  |  |  | 0 |  |  | SLM |  |  | REM
| - | #N/A | #N/A | #N/A | Material Claiming | 0 |  |  | #N/A |  |  |  | 0 |  |  | SLM |  |  | REM
| - | #N/A | #N/A | #N/A | Material Claiming | 0 |  |  | #N/A |  |  |  | 0 |  |  | SLM |  |  | REM
| - | #N/A | #N/A | #N/A | Material Claiming | 0 |  |  | #N/A |  |  |  | 0 |  |  | SLM |  |  | REM
| - | #N/A | #N/A | #N/A | Material Claiming | 0 |  |  | #N/A |  |  |  | 0 |  |  | SLM |  |  | REM
| - | #N/A | #N/A | #N/A | Material Claiming | 0 |  |  | #N/A |  |  |  | 0 |  |  | SLM |  |  | REM
| - | #N/A | #N/A | #N/A | Material Claiming | 0 |  |  | #N/A |  |  |  | 0 |  |  | SLM |  |  | REM
| - | #N/A | #N/A | #N/A | Material Claiming | 0 |  |  | #N/A |  |  |  | 0 |  |  | SLM |  |  | REM
| - | #N/A | #N/A | #N/A | Material Claiming | 0 |  |  | #N/A |  |  |  | 0 |  |  | SLM |  |  | REM
| - | #N/A | #N/A | #N/A | Material Claiming | 0 |  |  | #N/A |  |  |  | 0 |  |  | SLM |  |  | REM
| - | #N/A | #N/A | #N/A | Material Claiming | 0 |  |  | #N/A |  |  |  | 0 |  |  | SLM |  |  | REM
| - | #N/A | #N/A | #N/A | Material Claiming | 0 |  |  | #N/A |  |  |  | 0 |  |  | SLM |  |  | REM
| - | #N/A | #N/A | #N/A | Material Claiming | 0 |  |  | #N/A |  |  |  | 0 |  |  | SLM |  |  | REM
| - | #N/A | #N/A | #N/A | Material Claiming | 0 |  |  | #N/A |  |  |  | 0 |  |  | SLM |  |  | REM
| - | #N/A | #N/A | #N/A | Material Claiming | 0 |  |  | #N/A |  |  |  | 0 |  |  | SLM |  |  | REM
| - | #N/A | #N/A | #N/A | Material Claiming | 0 |  |  | #N/A |  |  |  | 0 |  |  | SLM |  |  | REM
| - | #N/A | #N/A | #N/A | Material Claiming | 0 |  |  | #N/A |  |  |  | 0 |  |  | SLM |  |  | REM
| - | #N/A | #N/A | #N/A | Material Claiming | 0 |  |  | #N/A |  |  |  | 0 |  |  | SLM |  |  | REM
| - | #N/A | #N/A | #N/A | Material Claiming | 0 |  |  | #N/A |  |  |  | 0 |  |  | SLM |  |  | REM
| - | #N/A | #N/A | #N/A | Material Claiming | 0 |  |  | #N/A |  |  |  | 0 |  |  | SLM |  |  | REM
| - | #N/A | #N/A | #N/A | Material Claiming | 0 |  |  | #N/A |  |  |  | 0 |  |  | SLM |  |  | REM
| - | #N/A | #N/A | #N/A | Material Claiming | 0 |  |  | #N/A |  |  |  | 0 |  |  | SLM |  |  | REM
| - | #N/A | #N/A | #N/A | Material Claiming | 0 |  |  | #N/A |  |  |  | 0 |  |  | SLM |  |  | REM
| - | #N/A | #N/A | #N/A | Material Claiming | 0 |  |  | #N/A |  |  |  | 0 |  |  | SLM |  |  | REM
| - | #N/A | #N/A | #N/A | Material Claiming | 0 |  |  | #N/A |  |  |  | 0 |  |  | SLM |  |  | REM
| - | #N/A | #N/A | #N/A | Material Claiming | 0 |  |  | #N/A |  |  |  | 0 |  |  | SLM |  |  | REM
| - | #N/A | #N/A | #N/A | Material Claiming | 0 |  |  | #N/A |  |  |  | 0 |  |  | SLM |  |  | REM
| - | #N/A | #N/A | #N/A | Material Claiming | 0 |  |  | #N/A |  |  |  | 0 |  |  | SLM |  |  | REM
| - | #N/A | #N/A | #N/A | Material Claiming | 0 |  |  | #N/A |  |  |  | 0 |  |  | SLM |  |  | REM
| - | #N/A | #N/A | #N/A | Material Claiming | 0 |  |  | #N/A |  |  |  | 0 |  |  | SLM |  |  | REM
| - | #N/A | #N/A | #N/A | Material Claiming | 0 |  |  | #N/A |  |  |  | 0 |  |  | SLM |  |  | REM
| - | #N/A | #N/A | #N/A | Material Claiming | 0 |  |  | #N/A |  |  |  | 0 |  |  | SLM |  |  | REM
| - | #N/A | #N/A | #N/A | Material Claiming | 0 |  |  | #N/A |  |  |  | 0 |  |  | SLM |  |  | REM
| - | #N/A | #N/A | #N/A | Material Claiming | 0 |  |  | #N/A |  |  |  | 0 |  |  | SLM |  |  | REM
| - | #N/A | #N/A | #N/A | Material Claiming | 0 |  |  | #N/A |  |  |  | 0 |  |  | SLM |  |  | REM
| - | #N/A | #N/A | #N/A | Material Claiming | 0 |  |  | #N/A |  |  |  | 0 |  |  | SLM |  |  | REM
| - | #N/A | #N/A | #N/A | Material Claiming | 0 |  |  | #N/A |  |  |  | 0 |  |  | SLM |  |  | REM
| - | #N/A | #N/A | #N/A | Material Claiming | 0 |  |  | #N/A |  |  |  | 0 |  |  | SLM |  |  | REM
| - | #N/A | #N/A | #N/A | Material Claiming | 0 |  |  | #N/A |  |  |  | 0 |  |  | SLM |  |  | REM
| - | #N/A | #N/A | #N/A | Material Claiming | 0 |  |  | #N/A |  |  |  | 0 |  |  | SLM |  |  | REM
| - | #N/A | #N/A | #N/A | Material Claiming | 0 |  |  | #N/A |  |  |  | 0 |  |  | SLM |  |  | REM
| - | #N/A | #N/A | #N/A | Material Claiming | 0 |  |  | #N/A |  |  |  | 0 |  |  | SLM |  |  | REM
| - | #N/A | #N/A | #N/A | Material Claiming | 0 |  |  | #N/A |  |  |  | 0 |  |  | SLM |  |  | REM
| - | #N/A | #N/A | #N/A | Material Claiming | 0 |  |  | #N/A |  |  |  | 0 |  |  | SLM |  |  | REM
| - | #N/A | #N/A | #N/A | Material Claiming | 0 |  |  | #N/A |  |  |  | 0 |  |  | SLM |  |  | REM
| - | #N/A | #N/A | #N/A | Material Claiming | 0 |  |  | #N/A |  |  |  | 0 |  |  | SLM |  |  | REM
| - | #N/A | #N/A | #N/A | Material Claiming | 0 |  |  | #N/A |  |  |  | 0 |  |  | SLM |  |  | REM
| - | #N/A | #N/A | #N/A | Material Claiming | 0 |  |  | #N/A |  |  |  | 0 |  |  | SLM |  |  | REM
| - | #N/A | #N/A | #N/A | Material Claiming | 0 |  |  | #N/A |  |  |  | 0 |  |  | SLM |  |  | REM
| - | #N/A | #N/A | #N/A | Material Claiming | 0 |  |  | #N/A |  |  |  | 0 |  |  | SLM |  |  | REM
| - | #N/A | #N/A | #N/A | Material Claiming | 0 |  |  | #N/A |  |  |  | 0 |  |  | SLM |  |  | REM
| - | #N/A | #N/A | #N/A | Material Claiming | 0 |  |  | #N/A |  |  |  | 0 |  |  | SLM |  |  | REM
| - | #N/A | #N/A | #N/A | Material Claiming | 0 |  |  | #N/A |  |  |  | 0 |  |  | SLM |  |  | REM
| - | #N/A | #N/A | #N/A | Material Claiming | 0 |  |  | #N/A |  |  |  | 0 |  |  | SLM |  |  | REM
| - | #N/A | #N/A | #N/A | Material Claiming | 0 |  |  | #N/A |  |  |  | 0 |  |  | SLM |  |  | REM
| - | #N/A | #N/A | #N/A | Material Claiming | 0 |  |  | #N/A |  |  |  | 0 |  |  | SLM |  |  | REM
| - | #N/A | #N/A | #N/A | Material Claiming | 0 |  |  | #N/A |  |  |  | 0 |  |  | SLM |  |  | REM
| - | #N/A | #N/A | #N/A | Material Claiming | 0 |  |  | #N/A |  |  |  | 0 |  |  | SLM |  |  | REM
| - | #N/A | #N/A | #N/A | Material Claiming | 0 |  |  | #N/A |  |  |  | 0 |  |  | SLM |  |  | REM
| - | #N/A | #N/A | #N/A | Material Claiming | 0 |  |  | #N/A |  |  |  | 0 |  |  | SLM |  |  | REM
| - | #N/A | #N/A | #N/A | Material Claiming | 0 |  |  | #N/A |  |  |  | 0 |  |  | SLM |  |  | REM
| - | #N/A | #N/A | #N/A | Material Claiming | 0 |  |  | #N/A |  |  |  | 0 |  |  | SLM |  |  | REM
| - | #N/A | #N/A | #N/A | Material Claiming | 0 |  |  | #N/A |  |  |  | 0 |  |  | SLM |  |  | REM
| - | #N/A | #N/A | #N/A | Material Claiming | 0 |  |  | #N/A |  |  |  | 0 |  |  | SLM |  |  | REM
| - | #N/A | #N/A | #N/A | Material Claiming | 0 |  |  | #N/A |  |  |  | 0 |  |  | SLM |  |  | REM
| - | #N/A | #N/A | #N/A | Material Claiming | 0 |  |  | #N/A |  |  |  | 0 |  |  | SLM |  |  | REM
| - | #N/A | #N/A | #N/A | Material Claiming | 0 |  |  | #N/A |  |  |  | 0 |  |  | SLM |  |  | REM
| - | #N/A | #N/A | #N/A | Material Claiming | 0 |  |  | #N/A |  |  |  | 0 |  |  | SLM |  |  | REM
| - | #N/A | #N/A | #N/A | Material Claiming | 0 |  |  | #N/A |  |  |  | 0 |  |  | SLM |  |  | REM
| - | #N/A | #N/A | #N/A | Material Claiming | 0 |  |  | #N/A |  |  |  | 0 |  |  | SLM |  |  | REM
| - | #N/A | #N/A | #N/A | Material Claiming | 0 |  |  | #N/A |  |  |  | 0 |  |  | SLM |  |  | REM
| - | #N/A | #N/A | #N/A | Material Claiming | 0 |  |  | #N/A |  |  |  | 0 |  |  | SLM |  |  | REM
| - | #N/A | #N/A | #N/A | Material Claiming | 0 |  |  | #N/A |  |  |  | 0 |  |  | SLM |  |  | REM
| - | #N/A | #N/A | #N/A | Material Claiming | 0 |  |  | #N/A |  |  |  | 0 |  |  | SLM |  |  | REM
| - | #N/A | #N/A | #N/A | Material Claiming | 0 |  |  | #N/A |  |  |  | 0 |  |  | SLM |  |  | REM
| - | #N/A | #N/A | #N/A | Material Claiming | 0 |  |  | #N/A |  |  |  | 0 |  |  | SLM |  |  | REM
| - | #N/A | #N/A | #N/A | Material Claiming | 0 |  |  | #N/A |  |  |  | 0 |  |  | SLM |  |  | REM
| - | #N/A | #N/A | #N/A | Material Claiming | 0 |  |  | #N/A |  |  |  | 0 |  |  | SLM |  |  | REM
| - | #N/A | #N/A | #N/A | Material Claiming | 0 |  |  | #N/A |  |  |  | 0 |  |  | SLM |  |  | REM
| - | #N/A | #N/A | #N/A | Material Claiming | 0 |  |  | #N/A |  |  |  | 0 |  |  | SLM |  |  | REM
| - | #N/A | #N/A | #N/A | Material Claiming | 0 |  |  | #N/A |  |  |  | 0 |  |  | SLM |  |  | REM
| - | #N/A | #N/A | #N/A | Material Claiming | 0 |  |  | #N/A |  |  |  | 0 |  |  | SLM |  |  | REM
| - | #N/A | #N/A | #N/A | Material Claiming | 0 |  |  | #N/A |  |  |  | 0 |  |  | SLM |  |  | REM
| - | #N/A | #N/A | #N/A | Material Claiming | 0 |  |  | #N/A |  |  |  | 0 |  |  | SLM |  |  | REM
| - | #N/A | #N/A | #N/A | Material Claiming | 0 |  |  | #N/A |  |  |  | 0 |  |  | SLM |  |  | REM
| - | #N/A | #N/A | #N/A | Material Claiming | 0 |  |  | #N/A |  |  |  | 0 |  |  | SLM |  |  | REM
| - | #N/A | #N/A | #N/A | Material Claiming | 0 |  |  | #N/A |  |  |  | 0 |  |  | SLM |  |  | REM
| - | #N/A | #N/A | #N/A | Material Claiming | 0 |  |  | #N/A |  |  |  | 0 |  |  | SLM |  |  | REM
| - | #N/A | #N/A | #N/A | Material Claiming | 0 |  |  | #N/A |  |  |  | 0 |  |  | SLM |  |  | REM
| - | #N/A | #N/A | #N/A | Material Claiming | 0 |  |  | #N/A |  |  |  | 0 |  |  | SLM |  |  | REM
| - | #N/A | #N/A | #N/A | Material Claiming | 0 |  |  | #N/A |  |  |  | 0 |  |  | SLM |  |  | REM
| - | #N/A | #N/A | #N/A | Material Claiming | 0 |  |  | #N/A |  |  |  | 0 |  |  | SLM |  |  | REM
| - | #N/A | #N/A | #N/A | Material Claiming | 0 |  |  | #N/A |  |  |  | 0 |  |  | SLM |  |  | REM
| - | #N/A | #N/A | #N/A | Material Claiming | 0 |  |  | #N/A |  |  |  | 0 |  |  | SLM |  |  | REM
| - | #N/A | #N/A | #N/A | Material Claiming | 0 |  |  | #N/A |  |  |  | 0 |  |  | SLM |  |  | REM
| - | #N/A | #N/A | #N/A | Material Claiming | 0 |  |  | #N/A |  |  |  | 0 |  |  | SLM |  |  | REM
| - | #N/A | #N/A | #N/A | Material Claiming | 0 |  |  | #N/A |  |  |  | 0 |  |  | SLM |  |  | REM
| - | #N/A | #N/A | #N/A | Material Claiming | 0 |  |  | #N/A |  |  |  | 0 |  |  | SLM |  |  | REM
| - | #N/A | #N/A | #N/A | Material Claiming | 0 |  |  | #N/A |  |  |  | 0 |  |  | SLM |  |  | REM
| - | #N/A | #N/A | #N/A | Material Claiming | 0 |  |  | #N/A |  |  |  | 0 |  |  | SLM |  |  | REM
| - | #N/A | #N/A | #N/A | Material Claiming | 0 |  |  | #N/A |  |  |  | 0 |  |  | SLM |  |  | REM
| - | #N/A | #N/A | #N/A | Material Claiming | 0 |  |  | #N/A |  |  |  | 0 |  |  | SLM |  |  | REM
| - | #N/A | #N/A | #N/A | Material Claiming | 0 |  |  | #N/A |  |  |  | 0 |  |  | SLM |  |  | REM
| - | #N/A | #N/A | #N/A | Material Claiming | 0 |  |  | #N/A |  |  |  | 0 |  |  | SLM |  |  | REM
| - | #N/A | #N/A | #N/A | Material Claiming | 0 |  |  | #N/A |  |  |  | 0 |  |  | SLM |  |  | REM
| - | #N/A | #N/A | #N/A | Material Claiming | 0 |  |  | #N/A |  |  |  | 0 |  |  | SLM |  |  | REM
| - | #N/A | #N/A | #N/A | Material Claiming | 0 |  |  | #N/A |  |  |  | 0 |  |  | SLM |  |  | REM
| - | #N/A | #N/A | #N/A | Material Claiming | 0 |  |  | #N/A |  |  |  | 0 |  |  | SLM |  |  | REM
| - | #N/A | #N/A | #N/A | Material Claiming | 0 |  |  | #N/A |  |  |  | 0 |  |  | SLM |  |  | REM
| - | #N/A | #N/A | #N/A | Material Claiming | 0 |  |  | #N/A |  |  |  | 0 |  |  | SLM |  |  | REM
| - | #N/A | #N/A | #N/A | Material Claiming | 0 |  |  | #N/A |  |  |  | 0 |  |  | SLM |  |  | REM
| - | #N/A | #N/A | #N/A | Material Claiming | 0 |  |  | #N/A |  |  |  | 0 |  |  | SLM |  |  | REM
| - | #N/A | #N/A | #N/A | Material Claiming | 0 |  |  | #N/A |  |  |  | 0 |  |  | SLM |  |  | REM
| - | #N/A | #N/A | #N/A | Material Claiming | 0 |  |  | #N/A |  |  |  | 0 |  |  | SLM |  |  | REM
| - | #N/A | #N/A | #N/A | Material Claiming | 0 |  |  | #N/A |  |  |  | 0 |  |  | SLM |  |  | REM
| - | #N/A | #N/A | #N/A | Material Claiming | 0 |  |  | #N/A |  |  |  | 0 |  |  | SLM |  |  | REM
| - | #N/A | #N/A | #N/A | Material Claiming | 0 |  |  | #N/A |  |  |  | 0 |  |  | SLM |  |  | REM
| - | #N/A | #N/A | #N/A | Material Claiming | 0 |  |  | #N/A |  |  |  | 0 |  |  | SLM |  |  | REM
| - | #N/A | #N/A | #N/A | Material Claiming | 0 |  |  | #N/A |  |  |  | 0 |  |  | SLM |  |  | REM
| - | #N/A | #N/A | #N/A | Material Claiming | 0 |  |  | #N/A |  |  |  | 0 |  |  | SLM |  |  | REM
| - | #N/A | #N/A | #N/A | Material Claiming | 0 |  |  | #N/A |  |  |  | 0 |  |  | SLM |  |  | REM
| - | #N/A | #N/A | #N/A | Material Claiming | 0 |  |  | #N/A |  |  |  | 0 |  |  | SLM |  |  | REM
| - | #N/A | #N/A | #N/A | Material Claiming | 0 |  |  | #N/A |  |  |  | 0 |  |  | SLM |  |  | REM
| - | #N/A | #N/A | #N/A | Material Claiming | 0 |  |  | #N/A |  |  |  | 0 |  |  | SLM |  |  | REM
| - | #N/A | #N/A | #N/A | Material Claiming | 0 |  |  | #N/A |  |  |  | 0 |  |  | SLM |  |  | REM
| - | #N/A | #N/A | #N/A | Material Claiming | 0 |  |  | #N/A |  |  |  | 0 |  |  | SLM |  |  | REM
| - | #N/A | #N/A | #N/A | Material Claiming | 0 |  |  | #N/A |  |  |  | 0 |  |  | SLM |  |  | REM
| - | #N/A | #N/A | #N/A | Material Claiming | 0 |  |  | #N/A |  |  |  | 0 |  |  | SLM |  |  | REM
| - | #N/A | #N/A | #N/A | Material Claiming | 0 |  |  | #N/A |  |  |  | 0 |  |  | SLM |  |  | REM
| - | #N/A | #N/A | #N/A | Material Claiming | 0 |  |  | #N/A |  |  |  | 0 |  |  | SLM |  |  | REM
| - | #N/A | #N/A | #N/A | Material Claiming | 0 |  |  | #N/A |  |  |  | 0 |  |  | SLM |  |  | REM
| - | #N/A | #N/A | #N/A | Material Claiming | 0 |  |  | #N/A |  |  |  | 0 |  |  | SLM |  |  | REM
| - | #N/A | #N/A | #N/A | Material Claiming | 0 |  |  | #N/A |  |  |  | 0 |  |  | SLM |  |  | REM
| - | #N/A | #N/A | #N/A | Material Claiming | 0 |  |  | #N/A |  |  |  | 0 |  |  | SLM |  |  | REM
| - | #N/A | #N/A | #N/A | Material Claiming | 0 |  |  | #N/A |  |  |  | 0 |  |  | SLM |  |  | REM
| - | #N/A | #N/A | #N/A | Material Claiming | 0 |  |  | #N/A |  |  |  | 0 |  |  | SLM |  |  | REM
| - | #N/A | #N/A | #N/A | Material Claiming | 0 |  |  | #N/A |  |  |  | 0 |  |  | SLM |  |  | REM
| - | #N/A | #N/A | #N/A | Material Claiming | 0 |  |  | #N/A |  |  |  | 0 |  |  | SLM |  |  | REM
| - | #N/A | #N/A | #N/A | Material Claiming | 0 |  |  | #N/A |  |  |  | 0 |  |  | SLM |  |  | REM
| - | #N/A | #N/A | #N/A | Material Claiming | 0 |  |  | #N/A |  |  |  | 0 |  |  | SLM |  |  | REM
| - | #N/A | #N/A | #N/A | Material Claiming | 0 |  |  | #N/A |  |  |  | 0 |  |  | SLM |  |  | REM
| - | #N/A | #N/A | #N/A | Material Claiming | 0 |  |  | #N/A |  |  |  | 0 |  |  | SLM |  |  | REM
| - | #N/A | #N/A | #N/A | Material Claiming | 0 |  |  | #N/A |  |  |  | 0 |  |  | SLM |  |  | REM
| - | #N/A | #N/A | #N/A | Material Claiming | 0 |  |  | #N/A |  |  |  | 0 |  |  | SLM |  |  | REM
| - | #N/A | #N/A | #N/A | Material Claiming | 0 |  |  | #N/A |  |  |  | 0 |  |  | SLM |  |  | REM
| - | #N/A | #N/A | #N/A | Material Claiming | 0 |  |  | #N/A |  |  |  | 0 |  |  | SLM |  |  | REM
| - | #N/A | #N/A | #N/A | Material Claiming | 0 |  |  | #N/A |  |  |  | 0 |  |  | SLM |  |  | REM
| - | #N/A | #N/A | #N/A | Material Claiming | 0 |  |  | #N/A |  |  |  | 0 |  |  | SLM |  |  | REM
| - | #N/A | #N/A | #N/A | Material Claiming | 0 |  |  | #N/A |  |  |  | 0 |  |  | SLM |  |  | REM
| - | #N/A | #N/A | #N/A | Material Claiming | 0 |  |  | #N/A |  |  |  | 0 |  |  | SLM |  |  | REM
| - | #N/A | #N/A | #N/A | Material Claiming | 0 |  |  | #N/A |  |  |  | 0 |  |  | SLM |  |  | REM
| - | #N/A | #N/A | #N/A | Material Claiming | 0 |  |  | #N/A |  |  |  | 0 |  |  | SLM |  |  | REM
| - | #N/A | #N/A | #N/A | Material Claiming | 0 |  |  | #N/A |  |  |  | 0 |  |  | SLM |  |  | REM
| - | #N/A | #N/A | #N/A | Material Claiming | 0 |  |  | #N/A |  |  |  | 0 |  |  | SLM |  |  | REM
| - | #N/A | #N/A | #N/A | Material Claiming | 0 |  |  | #N/A |  |  |  | 0 |  |  | SLM |  |  | REM
| - | #N/A | #N/A | #N/A | Material Claiming | 0 |  |  | #N/A |  |  |  | 0 |  |  | SLM |  |  | REM
| - | #N/A | #N/A | #N/A | Material Claiming | 0 |  |  | #N/A |  |  |  | 0 |  |  | SLM |  |  | REM
| - | #N/A | #N/A | #N/A | Material Claiming | 0 |  |  | #N/A |  |  |  | 0 |  |  | SLM |  |  | REM
| - | #N/A | #N/A | #N/A | Material Claiming | 0 |  |  | #N/A |  |  |  | 0 |  |  | SLM |  |  | REM
| - | #N/A | #N/A | #N/A | Material Claiming | 0 |  |  | #N/A |  |  |  | 0 |  |  | SLM |  |  | REM
| - | #N/A | #N/A | #N/A | Material Claiming | 0 |  |  | #N/A |  |  |  | 0 |  |  | SLM |  |  | REM
| - | #N/A | #N/A | #N/A | Material Claiming | 0 |  |  | #N/A |  |  |  | 0 |  |  | SLM |  |  | REM
| - | #N/A | #N/A | #N/A | Material Claiming | 0 |  |  | #N/A |  |  |  | 0 |  |  | SLM |  |  | REM
| - | #N/A | #N/A | #N/A | Material Claiming | 0 |  |  | #N/A |  |  |  | 0 |  |  | SLM |  |  | REM
| - | #N/A | #N/A | #N/A | Material Claiming | 0 |  |  | #N/A |  |  |  | 0 |  |  | SLM |  |  | REM
| - | #N/A | #N/A | #N/A | Material Claiming | 0 |  |  | #N/A |  |  |  | 0 |  |  | SLM |  |  | REM
| - | #N/A | #N/A | #N/A | Material Claiming | 0 |  |  | #N/A |  |  |  | 0 |  |  | SLM |  |  | REM
| - | #N/A | #N/A | #N/A | Material Claiming | 0 |  |  | #N/A |  |  |  | 0 |  |  | SLM |  |  | REM
| - | #N/A | #N/A | #N/A | Material Claiming | 0 |  |  | #N/A |  |  |  | 0 |  |  | SLM |  |  | REM
| - | #N/A | #N/A | #N/A | Material Claiming | 0 |  |  | #N/A |  |  |  | 0 |  |  | SLM |  |  | REM
| - | #N/A | #N/A | #N/A | Material Claiming | 0 |  |  | #N/A |  |  |  | 0 |  |  | SLM |  |  | REM
| - | #N/A | #N/A | #N/A | Material Claiming | 0 |  |  | #N/A |  |  |  | 0 |  |  | SLM |  |  | REM
| - | #N/A | #N/A | #N/A | Material Claiming | 0 |  |  | #N/A |  |  |  | 0 |  |  | SLM |  |  | REM
| - | #N/A | #N/A | #N/A | Material Claiming | 0 |  |  | #N/A |  |  |  | 0 |  |  | SLM |  |  | REM
| - | #N/A | #N/A | #N/A | Material Claiming | 0 |  |  | #N/A |  |  |  | 0 |  |  | SLM |  |  | REM
| - | #N/A | #N/A | #N/A | Material Claiming | 0 |  |  | #N/A |  |  |  | 0 |  |  | SLM |  |  | REM
| - | #N/A | #N/A | #N/A | Material Claiming | 0 |  |  | #N/A |  |  |  | 0 |  |  | SLM |  |  | REM
| - | #N/A | #N/A | #N/A | Material Claiming | 0 |  |  | #N/A |  |  |  | 0 |  |  | SLM |  |  | REM
| - | #N/A | #N/A | #N/A | Material Claiming | 0 |  |  | #N/A |  |  |  | 0 |  |  | SLM |  |  | REM
| - | #N/A | #N/A | #N/A | Material Claiming | 0 |  |  | #N/A |  |  |  | 0 |  |  | SLM |  |  | REM
| - | #N/A | #N/A | #N/A | Material Claiming | 0 |  |  | #N/A |  |  |  | 0 |  |  | SLM |  |  | REM
| - | #N/A | #N/A | #N/A | Material Claiming | 0 |  |  | #N/A |  |  |  | 0 |  |  | SLM |  |  | REM
| - | #N/A | #N/A | #N/A | Material Claiming | 0 |  |  | #N/A |  |  |  | 0 |  |  | SLM |  |  | REM
| - | #N/A | #N/A | #N/A | Material Claiming | 0 |  |  | #N/A |  |  |  | 0 |  |  | SLM |  |  | REM
| - | #N/A | #N/A | #N/A | Material Claiming | 0 |  |  | #N/A |  |  |  | 0 |  |  | SLM |  |  | REM
| - | #N/A | #N/A | #N/A | Material Claiming | 0 |  |  | #N/A |  |  |  | 0 |  |  | SLM |  |  | REM
| - | #N/A | #N/A | #N/A | Material Claiming | 0 |  |  | #N/A |  |  |  | 0 |  |  | SLM |  |  | REM
| - | #N/A | #N/A | #N/A | Material Claiming | 0 |  |  | #N/A |  |  |  | 0 |  |  | SLM |  |  | REM
| - | #N/A | #N/A | #N/A | Material Claiming | 0 |  |  | #N/A |  |  |  | 0 |  |  | SLM |  |  | REM
| - | #N/A | #N/A | #N/A | Material Claiming | 0 |  |  | #N/A |  |  |  | 0 |  |  | SLM |  |  | REM
| - | #N/A | #N/A | #N/A | Material Claiming | 0 |  |  | #N/A |  |  |  | 0 |  |  | SLM |  |  | REM
| - | #N/A | #N/A | #N/A | Material Claiming | 0 |  |  | #N/A |  |  |  | 0 |  |  | SLM |  |  | REM
| - | #N/A | #N/A | #N/A | Material Claiming | 0 |  |  | #N/A |  |  |  | 0 |  |  | SLM |  |  | REM
| - | #N/A | #N/A | #N/A | Material Claiming | 0 |  |  | #N/A |  |  |  | 0 |  |  | SLM |  |  | REM
| - | #N/A | #N/A | #N/A | Material Claiming | 0 |  |  | #N/A |  |  |  | 0 |  |  | SLM |  |  | REM
| - | #N/A | #N/A | #N/A | Material Claiming | 0 |  |  | #N/A |  |  |  | 0 |  |  | SLM |  |  | REM
| - | #N/A | #N/A | #N/A | Material Claiming | 0 |  |  | #N/A |  |  |  | 0 |  |  | SLM |  |  | REM
| - | #N/A | #N/A | #N/A | Material Claiming | 0 |  |  | #N/A |  |  |  | 0 |  |  | SLM |  |  | REM
| - | #N/A | #N/A | #N/A | Material Claiming | 0 |  |  | #N/A |  |  |  | 0 |  |  | SLM |  |  | REM
| - | #N/A | #N/A | #N/A | Material Claiming | 0 |  |  | #N/A |  |  |  | 0 |  |  | SLM |  |  | REM
| - | #N/A | #N/A | #N/A | Material Claiming | 0 |  |  | #N/A |  |  |  | 0 |  |  | SLM |  |  | REM
| - | #N/A | #N/A | #N/A | Material Claiming | 0 |  |  | #N/A |  |  |  | 0 |  |  | SLM |  |  | REM
| - | #N/A | #N/A | #N/A | Material Claiming | 0 |  |  | #N/A |  |  |  | 0 |  |  | SLM |  |  | REM
| - | #N/A | #N/A | #N/A | Material Claiming | 0 |  |  | #N/A |  |  |  | 0 |  |  | SLM |  |  | REM
| - | #N/A | #N/A | #N/A | Material Claiming | 0 |  |  | #N/A |  |  |  | 0 |  |  | SLM |  |  | REM
| - | #N/A | #N/A | #N/A | Material Claiming | 0 |  |  | #N/A |  |  |  | 0 |  |  | SLM |  |  | REM
| - | #N/A | #N/A | #N/A | Material Claiming | 0 |  |  | #N/A |  |  |  | 0 |  |  | SLM |  |  | REM
| - | #N/A | #N/A | #N/A | Material Claiming | 0 |  |  | #N/A |  |  |  | 0 |  |  | SLM |  |  | REM
| - | #N/A | #N/A | #N/A | Material Claiming | 0 |  |  | #N/A |  |  |  | 0 |  |  | SLM |  |  | REM
| - | #N/A | #N/A | #N/A | Material Claiming | 0 |  |  | #N/A |  |  |  | 0 |  |  | SLM |  |  | REM
| - | #N/A | #N/A | #N/A | Material Claiming | 0 |  |  | #N/A |  |  |  | 0 |  |  | SLM |  |  | REM
| - | #N/A | #N/A | #N/A | Material Claiming | 0 |  |  | #N/A |  |  |  | 0 |  |  | SLM |  |  | REM
| - | #N/A | #N/A | #N/A | Material Claiming | 0 |  |  | #N/A |  |  |  | 0 |  |  | SLM |  |  | REM
| - | #N/A | #N/A | #N/A | Material Claiming | 0 |  |  | #N/A |  |  |  | 0 |  |  | SLM |  |  | REM
| - | #N/A | #N/A | #N/A | Material Claiming | 0 |  |  | #N/A |  |  |  | 0 |  |  | SLM |  |  | REM
| - | #N/A | #N/A | #N/A | Material Claiming | 0 |  |  | #N/A |  |  |  | 0 |  |  | SLM |  |  | REM
| - | #N/A | #N/A | #N/A | Material Claiming | 0 |  |  | #N/A |  |  |  | 0 |  |  | SLM |  |  | REM
| - | #N/A | #N/A | #N/A | Material Claiming | 0 |  |  | #N/A |  |  |  | 0 |  |  | SLM |  |  | REM
| - | #N/A | #N/A | #N/A | Material Claiming | 0 |  |  | #N/A |  |  |  | 0 |  |  | SLM |  |  | REM
| - | #N/A | #N/A | #N/A | Material Claiming | 0 |  |  | #N/A |  |  |  | 0 |  |  | SLM |  |  | REM
| - | #N/A | #N/A | #N/A | Material Claiming | 0 |  |  | #N/A |  |  |  | 0 |  |  | SLM |  |  | REM
| - | #N/A | #N/A | #N/A | Material Claiming | 0 |  |  | #N/A |  |  |  | 0 |  |  | SLM |  |  | REM
| - | #N/A | #N/A | #N/A | Material Claiming | 0 |  |  | #N/A |  |  |  | 0 |  |  | SLM |  |  | REM
| - | #N/A | #N/A | #N/A | Material Claiming | 0 |  |  | #N/A |  |  |  | 0 |  |  | SLM |  |  | REM
| - | #N/A | #N/A | #N/A | Material Claiming | 0 |  |  | #N/A |  |  |  | 0 |  |  | SLM |  |  | REM
| - | #N/A | #N/A | #N/A | Material Claiming | 0 |  |  | #N/A |  |  |  | 0 |  |  | SLM |  |  | REM
| - | #N/A | #N/A | #N/A | Material Claiming | 0 |  |  | #N/A |  |  |  | 0 |  |  | SLM |  |  | REM
| - | #N/A | #N/A | #N/A | Material Claiming | 0 |  |  | #N/A |  |  |  | 0 |  |  | SLM |  |  | REM
| - | #N/A | #N/A | #N/A | Material Claiming | 0 |  |  | #N/A |  |  |  | 0 |  |  | SLM |  |  | REM
| - | #N/A | #N/A | #N/A | Material Claiming | 0 |  |  | #N/A |  |  |  | 0 |  |  | SLM |  |  | REM
| - | #N/A | #N/A | #N/A | Material Claiming | 0 |  |  | #N/A |  |  |  | 0 |  |  | SLM |  |  | REM
| - | #N/A | #N/A | #N/A | Material Claiming | 0 |  |  | #N/A |  |  |  | 0 |  |  | SLM |  |  | REM
| - | #N/A | #N/A | #N/A | Material Claiming | 0 |  |  | #N/A |  |  |  | 0 |  |  | SLM |  |  | REM
| - | #N/A | #N/A | #N/A | Material Claiming | 0 |  |  | #N/A |  |  |  | 0 |  |  | SLM |  |  | REM
| - | #N/A | #N/A | #N/A | Material Claiming | 0 |  |  | #N/A |  |  |  | 0 |  |  | SLM |  |  | REM
| - | #N/A | #N/A | #N/A | Material Claiming | 0 |  |  | #N/A |  |  |  | 0 |  |  | SLM |  |  | REM
| - | #N/A | #N/A | #N/A | Material Claiming | 0 |  |  | #N/A |  |  |  | 0 |  |  | SLM |  |  | REM
| - | #N/A | #N/A | #N/A | Material Claiming | 0 |  |  | #N/A |  |  |  | 0 |  |  | SLM |  |  | REM
| - | #N/A | #N/A | #N/A | Material Claiming | 0 |  |  | #N/A |  |  |  | 0 |  |  | SLM |  |  | REM
| - | #N/A | #N/A | #N/A | Material Claiming | 0 |  |  | #N/A |  |  |  | 0 |  |  | SLM |  |  | REM
| - | #N/A | #N/A | #N/A | Material Claiming | 0 |  |  | #N/A |  |  |  | 0 |  |  | SLM |  |  | REM
| - | #N/A | #N/A | #N/A | Material Claiming | 0 |  |  | #N/A |  |  |  | 0 |  |  | SLM |  |  | REM
| - | #N/A | #N/A | #N/A | Material Claiming | 0 |  |  | #N/A |  |  |  | 0 |  |  | SLM |  |  | REM
| - | #N/A | #N/A | #N/A | Material Claiming | 0 |  |  | #N/A |  |  |  | 0 |  |  | SLM |  |  | REM
| - | #N/A | #N/A | #N/A | Material Claiming | 0 |  |  | #N/A |  |  |  | 0 |  |  | SLM |  |  | REM
| - | #N/A | #N/A | #N/A | Material Claiming | 0 |  |  | #N/A |  |  |  | 0 |  |  | SLM |  |  | REM
| - | #N/A | #N/A | #N/A | Material Claiming | 0 |  |  | #N/A |  |  |  | 0 |  |  | SLM |  |  | REM
| - | #N/A | #N/A | #N/A | Material Claiming | 0 |  |  | #N/A |  |  |  | 0 |  |  | SLM |  |  | REM
| - | #N/A | #N/A | #N/A | Material Claiming | 0 |  |  | #N/A |  |  |  | 0 |  |  | SLM |  |  | REM
| - | #N/A | #N/A | #N/A | Material Claiming | 0 |  |  | #N/A |  |  |  | 0 |  |  | SLM |  |  | REM
| - | #N/A | #N/A | #N/A | Material Claiming | 0 |  |  | #N/A |  |  |  | 0 |  |  | SLM |  |  | REM
| - | #N/A | #N/A | #N/A | Material Claiming | 0 |  |  | #N/A |  |  |  | 0 |  |  | SLM |  |  | REM
| - | #N/A | #N/A | #N/A | Material Claiming | 0 |  |  | #N/A |  |  |  | 0 |  |  | SLM |  |  | REM
| - | #N/A | #N/A | #N/A | Material Claiming | 0 |  |  | #N/A |  |  |  | 0 |  |  | SLM |  |  | REM
| - | #N/A | #N/A | #N/A | Material Claiming | 0 |  |  | #N/A |  |  |  | 0 |  |  | SLM |  |  | REM
| - | #N/A | #N/A | #N/A | Material Claiming | 0 |  |  | #N/A |  |  |  | 0 |  |  | SLM |  |  | REM
| - | #N/A | #N/A | #N/A | Material Claiming | 0 |  |  | #N/A |  |  |  | 0 |  |  | SLM |  |  | REM
| - | #N/A | #N/A | #N/A | Material Claiming | 0 |  |  | #N/A |  |  |  | 0 |  |  | SLM |  |  | REM
| - | #N/A | #N/A | #N/A | Material Claiming | 0 |  |  | #N/A |  |  |  | 0 |  |  | SLM |  |  | REM
| - | #N/A | #N/A | #N/A | Material Claiming | 0 |  |  | #N/A |  |  |  | 0 |  |  | SLM |  |  | REM
| - | #N/A | #N/A | #N/A | Material Claiming | 0 |  |  | #N/A |  |  |  | 0 |  |  | SLM |  |  | REM
| - | #N/A | #N/A | #N/A | Material Claiming | 0 |  |  | #N/A |  |  |  | 0 |  |  | SLM |  |  | REM
| - | #N/A | #N/A | #N/A | Material Claiming | 0 |  |  | #N/A |  |  |  | 0 |  |  | SLM |  |  | REM
| - | #N/A | #N/A | #N/A | Material Claiming | 0 |  |  | #N/A |  |  |  | 0 |  |  | SLM |  |  | REM
| - | #N/A | #N/A | #N/A | Material Claiming | 0 |  |  | #N/A |  |  |  | 0 |  |  | SLM |  |  | REM
| - | #N/A | #N/A | #N/A | Material Claiming | 0 |  |  | #N/A |  |  |  | 0 |  |  | SLM |  |  | REM
| - | #N/A | #N/A | #N/A | Material Claiming | 0 |  |  | #N/A |  |  |  | 0 |  |  | SLM |  |  | REM
| - | #N/A | #N/A | #N/A | Material Claiming | 0 |  |  | #N/A |  |  |  | 0 |  |  | SLM |  |  | REM
| - | #N/A | #N/A | #N/A | Material Claiming | 0 |  |  | #N/A |  |  |  | 0 |  |  | SLM |  |  | REM
| - | #N/A | #N/A | #N/A | Material Claiming | 0 |  |  | #N/A |  |  |  | 0 |  |  | SLM |  |  | REM
| - | #N/A | #N/A | #N/A | Material Claiming | 0 |  |  | #N/A |  |  |  | 0 |  |  | SLM |  |  | REM
| - | #N/A | #N/A | #N/A | Material Claiming | 0 |  |  | #N/A |  |  |  | 0 |  |  | SLM |  |  | REM
| - | #N/A | #N/A | #N/A | Material Claiming | 0 |  |  | #N/A |  |  |  | 0 |  |  | SLM |  |  | REM
| - | #N/A | #N/A | #N/A | Material Claiming | 0 |  |  | #N/A |  |  |  | 0 |  |  | SLM |  |  | REM
| - | #N/A | #N/A | #N/A | Material Claiming | 0 |  |  | #N/A |  |  |  | 0 |  |  | SLM |  |  | REM
| - | #N/A | #N/A | #N/A | Material Claiming | 0 |  |  | #N/A |  |  |  | 0 |  |  | SLM |  |  | REM
| - | #N/A | #N/A | #N/A | Material Claiming | 0 |  |  | #N/A |  |  |  | 0 |  |  | SLM |  |  | REM
| - | #N/A | #N/A | #N/A | Material Claiming | 0 |  |  | #N/A |  |  |  | 0 |  |  | SLM |  |  | REM
| - | #N/A | #N/A | #N/A | Material Claiming | 0 |  |  | #N/A |  |  |  | 0 |  |  | SLM |  |  | REM
| - | #N/A | #N/A | #N/A | Material Claiming | 0 |  |  | #N/A |  |  |  | 0 |  |  | SLM |  |  | REM
| - | #N/A | #N/A | #N/A | Material Claiming | 0 |  |  | #N/A |  |  |  | 0 |  |  | SLM |  |  | REM
| - | #N/A | #N/A | #N/A | Material Claiming | 0 |  |  | #N/A |  |  |  | 0 |  |  | SLM |  |  | REM
| - | #N/A | #N/A | #N/A | Material Claiming | 0 |  |  | #N/A |  |  |  | 0 |  |  | SLM |  |  | REM
| - | #N/A | #N/A | #N/A | Material Claiming | 0 |  |  | #N/A |  |  |  | 0 |  |  | SLM |  |  | REM
| - | #N/A | #N/A | #N/A | Material Claiming | 0 |  |  | #N/A |  |  |  | 0 |  |  | SLM |  |  | REM
| - | #N/A | #N/A | #N/A | Material Claiming | 0 |  |  | #N/A |  |  |  | 0 |  |  | SLM |  |  | REM
| - | #N/A | #N/A | #N/A | Material Claiming | 0 |  |  | #N/A |  |  |  | 0 |  |  | SLM |  |  | REM
| - | #N/A | #N/A | #N/A | Material Claiming | 0 |  |  | #N/A |  |  |  | 0 |  |  | SLM |  |  | REM
| - | #N/A | #N/A | #N/A | Material Claiming | 0 |  |  | #N/A |  |  |  | 0 |  |  | SLM |  |  | REM
| - | #N/A | #N/A | #N/A | Material Claiming | 0 |  |  | #N/A |  |  |  | 0 |  |  | SLM |  |  | REM
| - | #N/A | #N/A | #N/A | Material Claiming | 0 |  |  | #N/A |  |  |  | 0 |  |  | SLM |  |  | REM
| - | #N/A | #N/A | #N/A | Material Claiming | 0 |  |  | #N/A |  |  |  | 0 |  |  | SLM |  |  | REM
| - | #N/A | #N/A | #N/A | Material Claiming | 0 |  |  | #N/A |  |  |  | 0 |  |  | SLM |  |  | REM
| - | #N/A | #N/A | #N/A | Material Claiming | 0 |  |  | #N/A |  |  |  | 0 |  |  | SLM |  |  | REM
| - | #N/A | #N/A | #N/A | Material Claiming | 0 |  |  | #N/A |  |  |  | 0 |  |  | SLM |  |  | REM
| - | #N/A | #N/A | #N/A | Material Claiming | 0 |  |  | #N/A |  |  |  | 0 |  |  | SLM |  |  | REM
| - | #N/A | #N/A | #N/A | Material Claiming | 0 |  |  | #N/A |  |  |  | 0 |  |  | SLM |  |  | REM
| - | #N/A | #N/A | #N/A | Material Claiming | 0 |  |  | #N/A |  |  |  | 0 |  |  | SLM |  |  | REM
| - | #N/A | #N/A | #N/A | Material Claiming | 0 |  |  | #N/A |  |  |  | 0 |  |  | SLM |  |  | REM
| - | #N/A | #N/A | #N/A | Material Claiming | 0 |  |  | #N/A |  |  |  | 0 |  |  | SLM |  |  | REM
| - | #N/A | #N/A | #N/A | Material Claiming | 0 |  |  | #N/A |  |  |  | 0 |  |  | SLM |  |  | REM
| - | #N/A | #N/A | #N/A | Material Claiming | 0 |  |  | #N/A |  |  |  | 0 |  |  | SLM |  |  | REM
| - | #N/A | #N/A | #N/A | Material Claiming | 0 |  |  | #N/A |  |  |  | 0 |  |  | SLM |  |  | REM
| - | #N/A | #N/A | #N/A | Material Claiming | 0 |  |  | #N/A |  |  |  | 0 |  |  | SLM |  |  | REM
| - | #N/A | #N/A | #N/A | Material Claiming | 0 |  |  | #N/A |  |  |  | 0 |  |  | SLM |  |  | REM
| - | #N/A | #N/A | #N/A | Material Claiming | 0 |  |  | #N/A |  |  |  | 0 |  |  | SLM |  |  | REM
| - | #N/A | #N/A | #N/A | Material Claiming | 0 |  |  | #N/A |  |  |  | 0 |  |  | SLM |  |  | REM
| - | #N/A | #N/A | #N/A | Material Claiming | 0 |  |  | #N/A |  |  |  | 0 |  |  | SLM |  |  | REM
| - | #N/A | #N/A | #N/A | Material Claiming | 0 |  |  | #N/A |  |  |  | 0 |  |  | SLM |  |  | REM
| - | #N/A | #N/A | #N/A | Material Claiming | 0 |  |  | #N/A |  |  |  | 0 |  |  | SLM |  |  | REM
| - | #N/A | #N/A | #N/A | Material Claiming | 0 |  |  | #N/A |  |  |  | 0 |  |  | SLM |  |  | REM
| - | #N/A | #N/A | #N/A | Material Claiming | 0 |  |  | #N/A |  |  |  | 0 |  |  | SLM |  |  | REM
| - | #N/A | #N/A | #N/A | Material Claiming | 0 |  |  | #N/A |  |  |  | 0 |  |  | SLM |  |  | REM
| - | #N/A | #N/A | #N/A | Material Claiming | 0 |  |  | #N/A |  |  |  | 0 |  |  | SLM |  |  | REM
| - | #N/A | #N/A | #N/A | Material Claiming | 0 |  |  | #N/A |  |  |  | 0 |  |  | SLM |  |  | REM
| - | #N/A | #N/A | #N/A | Material Claiming | 0 |  |  | #N/A |  |  |  | 0 |  |  | SLM |  |  | REM
| - | #N/A | #N/A | #N/A | Material Claiming | 0 |  |  | #N/A |  |  |  | 0 |  |  | SLM |  |  | REM
| - | #N/A | #N/A | #N/A | Material Claiming | 0 |  |  | #N/A |  |  |  | 0 |  |  | SLM |  |  | REM
| - | #N/A | #N/A | #N/A | Material Claiming | 0 |  |  | #N/A |  |  |  | 0 |  |  | SLM |  |  | REM
| - | #N/A | #N/A | #N/A | Material Claiming | 0 |  |  | #N/A |  |  |  | 0 |  |  | SLM |  |  | REM
| - | #N/A | #N/A | #N/A | Material Claiming | 0 |  |  | #N/A |  |  |  | 0 |  |  | SLM |  |  | REM
| - | #N/A | #N/A | #N/A | Material Claiming | 0 |  |  | #N/A |  |  |  | 0 |  |  | SLM |  |  | REM
| - | #N/A | #N/A | #N/A | Material Claiming | 0 |  |  | #N/A |  |  |  | 0 |  |  | SLM |  |  | REM
| - | #N/A | #N/A | #N/A | Material Claiming | 0 |  |  | #N/A |  |  |  | 0 |  |  | SLM |  |  | REM
| - | #N/A | #N/A | #N/A | Material Claiming | 0 |  |  | #N/A |  |  |  | 0 |  |  | SLM |  |  | REM
| - | #N/A | #N/A | #N/A | Material Claiming | 0 |  |  | #N/A |  |  |  | 0 |  |  | SLM |  |  | REM
| - | #N/A | #N/A | #N/A | Material Claiming | 0 |  |  | #N/A |  |  |  | 0 |  |  | SLM |  |  | REM
| - | #N/A | #N/A | #N/A | Material Claiming | 0 |  |  | #N/A |  |  |  | 0 |  |  | SLM |  |  | REM
| - | #N/A | #N/A | #N/A | Material Claiming | 0 |  |  | #N/A |  |  |  | 0 |  |  | SLM |  |  | REM
| - | #N/A | #N/A | #N/A | Material Claiming | 0 |  |  | #N/A |  |  |  | 0 |  |  | SLM |  |  | REM
| - | #N/A | #N/A | #N/A | Material Claiming | 0 |  |  | #N/A |  |  |  | 0 |  |  | SLM |  |  | REM
| - | #N/A | #N/A | #N/A | Material Claiming | 0 |  |  | #N/A |  |  |  | 0 |  |  | SLM |  |  | REM
| - | #N/A | #N/A | #N/A | Material Claiming | 0 |  |  | #N/A |  |  |  | 0 |  |  | SLM |  |  | REM
| - | #N/A | #N/A | #N/A | Material Claiming | 0 |  |  | #N/A |  |  |  | 0 |  |  | SLM |  |  | REM
| - | #N/A | #N/A | #N/A | Material Claiming | 0 |  |  | #N/A |  |  |  | 0 |  |  | SLM |  |  | REM
| - | #N/A | #N/A | #N/A | Material Claiming | 0 |  |  | #N/A |  |  |  | 0 |  |  | SLM |  |  | REM
| - | #N/A | #N/A | #N/A | Material Claiming | 0 |  |  | #N/A |  |  |  | 0 |  |  | SLM |  |  | REM
| - | #N/A | #N/A | #N/A | Material Claiming | 0 |  |  | #N/A |  |  |  | 0 |  |  | SLM |  |  | REM
| - | #N/A | #N/A | #N/A | Material Claiming | 0 |  |  | #N/A |  |  |  | 0 |  |  | SLM |  |  | REM
| - | #N/A | #N/A | #N/A | Material Claiming | 0 |  |  | #N/A |  |  |  | 0 |  |  | SLM |  |  | REM
| - | #N/A | #N/A | #N/A | Material Claiming | 0 |  |  | #N/A |  |  |  | 0 |  |  | SLM |  |  | REM
| - | #N/A | #N/A | #N/A | Material Claiming | 0 |  |  | #N/A |  |  |  | 0 |  |  | SLM |  |  | REM
| - | #N/A | #N/A | #N/A | Material Claiming | 0 |  |  | #N/A |  |  |  | 0 |  |  | SLM |  |  | REM
| - | #N/A | #N/A | #N/A | Material Claiming | 0 |  |  | #N/A |  |  |  | 0 |  |  | SLM |  |  | REM
| - | #N/A | #N/A | #N/A | Material Claiming | 0 |  |  | #N/A |  |  |  | 0 |  |  | SLM |  |  | REM
| - | #N/A | #N/A | #N/A | Material Claiming | 0 |  |  | #N/A |  |  |  | 0 |  |  | SLM |  |  | REM
| - | #N/A | #N/A | #N/A | Material Claiming | 0 |  |  | #N/A |  |  |  | 0 |  |  | SLM |  |  | REM
| - | #N/A | #N/A | #N/A | Material Claiming | 0 |  |  | #N/A |  |  |  | 0 |  |  | SLM |  |  | REM
| - | #N/A | #N/A | #N/A | Material Claiming | 0 |  |  | #N/A |  |  |  | 0 |  |  | SLM |  |  | REM
| - | #N/A | #N/A | #N/A | Material Claiming | 0 |  |  | #N/A |  |  |  | 0 |  |  | SLM |  |  | REM
| - | #N/A | #N/A | #N/A | Material Claiming | 0 |  |  | #N/A |  |  |  | 0 |  |  | SLM |  |  | REM
| - | #N/A | #N/A | #N/A | Material Claiming | 0 |  |  | #N/A |  |  |  | 0 |  |  | SLM |  |  | REM
| - | #N/A | #N/A | #N/A | Material Claiming | 0 |  |  | #N/A |  |  |  | 0 |  |  | SLM |  |  | REM
| - | #N/A | #N/A | #N/A | Material Claiming | 0 |  |  | #N/A |  |  |  | 0 |  |  | SLM |  |  | REM
| - | #N/A | #N/A | #N/A | Material Claiming | 0 |  |  | #N/A |  |  |  | 0 |  |  | SLM |  |  | REM
| - | #N/A | #N/A | #N/A | Material Claiming | 0 |  |  | #N/A |  |  |  | 0 |  |  | SLM |  |  | REM
| - | #N/A | #N/A | #N/A | Material Claiming | 0 |  |  | #N/A |  |  |  | 0 |  |  | SLM |  |  | REM
| - | #N/A | #N/A | #N/A | Material Claiming | 0 |  |  | #N/A |  |  |  | 0 |  |  | SLM |  |  | REM
| - | #N/A | #N/A | #N/A | Material Claiming | 0 |  |  | #N/A |  |  |  | 0 |  |  | SLM |  |  | REM
| - | #N/A | #N/A | #N/A | Material Claiming | 0 |  |  | #N/A |  |  |  | 0 |  |  | SLM |  |  | REM
| - | #N/A | #N/A | #N/A | Material Claiming | 0 |  |  | #N/A |  |  |  | 0 |  |  | SLM |  |  | REM
| - | #N/A | #N/A | #N/A | Material Claiming | 0 |  |  | #N/A |  |  |  | 0 |  |  | SLM |  |  | REM
| - | #N/A | #N/A | #N/A | Material Claiming | 0 |  |  | #N/A |  |  |  | 0 |  |  | SLM |  |  | REM
| - | #N/A | #N/A | #N/A | Material Claiming | 0 |  |  | #N/A |  |  |  | 0 |  |  | SLM |  |  | REM
| - | #N/A | #N/A | #N/A | Material Claiming | 0 |  |  | #N/A |  |  |  | 0 |  |  | SLM |  |  | REM
| - | #N/A | #N/A | #N/A | Material Claiming | 0 |  |  | #N/A |  |  |  | 0 |  |  | SLM |  |  | REM
| - | #N/A | #N/A | #N/A | Material Claiming | 0 |  |  | #N/A |  |  |  | 0 |  |  | SLM |  |  | REM
| - | #N/A | #N/A | #N/A | Material Claiming | 0 |  |  | #N/A |  |  |  | 0 |  |  | SLM |  |  | REM
| - | #N/A | #N/A | #N/A | Material Claiming | 0 |  |  | #N/A |  |  |  | 0 |  |  | SLM |  |  | REM
| - | #N/A | #N/A | #N/A | Material Claiming | 0 |  |  | #N/A |  |  |  | 0 |  |  | SLM |  |  | REM
| - | #N/A | #N/A | #N/A | Material Claiming | 0 |  |  | #N/A |  |  |  | 0 |  |  | SLM |  |  | REM
| - | #N/A | #N/A | #N/A | Material Claiming | 0 |  |  | #N/A |  |  |  | 0 |  |  | SLM |  |  | REM
| - | #N/A | #N/A | #N/A | Material Claiming | 0 |  |  | #N/A |  |  |  | 0 |  |  | SLM |  |  | REM
| - | #N/A | #N/A | #N/A | Material Claiming | 0 |  |  | #N/A |  |  |  | 0 |  |  | SLM |  |  | REM
| - | #N/A | #N/A | #N/A | Material Claiming | 0 |  |  | #N/A |  |  |  | 0 |  |  | SLM |  |  | REM
| - | #N/A | #N/A | #N/A | Material Claiming | 0 |  |  | #N/A |  |  |  | 0 |  |  | SLM |  |  | REM
| - | #N/A | #N/A | #N/A | Material Claiming | 0 |  |  | #N/A |  |  |  | 0 |  |  | SLM |  |  | REM
| - | #N/A | #N/A | #N/A | Material Claiming | 0 |  |  | #N/A |  |  |  | 0 |  |  | SLM |  |  | REM
| - | #N/A | #N/A | #N/A | Material Claiming | 0 |  |  | #N/A |  |  |  | 0 |  |  | SLM |  |  | REM
| - | #N/A | #N/A | #N/A | Material Claiming | 0 |  |  | #N/A |  |  |  | 0 |  |  | SLM |  |  | REM
| - | #N/A | #N/A | #N/A | Material Claiming | 0 |  |  | #N/A |  |  |  | 0 |  |  | SLM |  |  | REM
| - | #N/A | #N/A | #N/A | Material Claiming | 0 |  |  | #N/A |  |  |  | 0 |  |  | SLM |  |  | REM
| - | #N/A | #N/A | #N/A | Material Claiming | 0 |  |  | #N/A |  |  |  | 0 |  |  | SLM |  |  | REM
| - | #N/A | #N/A | #N/A | Material Claiming | 0 |  |  | #N/A |  |  |  | 0 |  |  | SLM |  |  | REM
| - | #N/A | #N/A | #N/A | Material Claiming | 0 |  |  | #N/A |  |  |  | 0 |  |  | SLM |  |  | REM
| - | #N/A | #N/A | #N/A | Material Claiming | 0 |  |  | #N/A |  |  |  | 0 |  |  | SLM |  |  | REM
| - | #N/A | #N/A | #N/A | Material Claiming | 0 |  |  | #N/A |  |  |  | 0 |  |  | SLM |  |  | REM
| - | #N/A | #N/A | #N/A | Material Claiming | 0 |  |  | #N/A |  |  |  | 0 |  |  | SLM |  |  | REM
| - | #N/A | #N/A | #N/A | Material Claiming | 0 |  |  | #N/A |  |  |  | 0 |  |  | SLM |  |  | REM
| - | #N/A | #N/A | #N/A | Material Claiming | 0 |  |  | #N/A |  |  |  | 0 |  |  | SLM |  |  | REM
| - | #N/A | #N/A | #N/A | Material Claiming | 0 |  |  | #N/A |  |  |  | 0 |  |  | SLM |  |  | REM
| - | #N/A | #N/A | #N/A | Material Claiming | 0 |  |  | #N/A |  |  |  | 0 |  |  | SLM |  |  | REM
| - | #N/A | #N/A | #N/A | Material Claiming | 0 |  |  | #N/A |  |  |  | 0 |  |  | SLM |  |  | REM
| - | #N/A | #N/A | #N/A | Material Claiming | 0 |  |  | #N/A |  |  |  | 0 |  |  | SLM |  |  | REM
| - | #N/A | #N/A | #N/A | Material Claiming | 0 |  |  | #N/A |  |  |  | 0 |  |  | SLM |  |  | REM
| - | #N/A | #N/A | #N/A | Material Claiming | 0 |  |  | #N/A |  |  |  | 0 |  |  | SLM |  |  | REM
| - | #N/A | #N/A | #N/A | Material Claiming | 0 |  |  | #N/A |  |  |  | 0 |  |  | SLM |  |  | REM
| - | #N/A | #N/A | #N/A | Material Claiming | 0 |  |  | #N/A |  |  |  | 0 |  |  | SLM |  |  | REM
| - | #N/A | #N/A | #N/A | Material Claiming | 0 |  |  | #N/A |  |  |  | 0 |  |  | SLM |  |  | REM
| - | #N/A | #N/A | #N/A | Material Claiming | 0 |  |  | #N/A |  |  |  | 0 |  |  | SLM |  |  | REM
| - | #N/A | #N/A | #N/A | Material Claiming | 0 |  |  | #N/A |  |  |  | 0 |  |  | SLM |  |  | REM
| - | #N/A | #N/A | #N/A | Material Claiming | 0 |  |  | #N/A |  |  |  | 0 |  |  | SLM |  |  | REM
| - | #N/A | #N/A | #N/A | Material Claiming | 0 |  |  | #N/A |  |  |  | 0 |  |  | SLM |  |  | REM
| - | #N/A | #N/A | #N/A | Material Claiming | 0 |  |  | #N/A |  |  |  | 0 |  |  | SLM |  |  | REM
| - | #N/A | #N/A | #N/A | Material Claiming | 0 |  |  | #N/A |  |  |  | 0 |  |  | SLM |  |  | REM
| - | #N/A | #N/A | #N/A | Material Claiming | 0 |  |  | #N/A |  |  |  | 0 |  |  | SLM |  |  | REM
| - | #N/A | #N/A | #N/A | Material Claiming | 0 |  |  | #N/A |  |  |  | 0 |  |  | SLM |  |  | REM
| - | #N/A | #N/A | #N/A | Material Claiming | 0 |  |  | #N/A |  |  |  | 0 |  |  | SLM |  |  | REM
| - | #N/A | #N/A | #N/A | Material Claiming | 0 |  |  | #N/A |  |  |  | 0 |  |  | SLM |  |  | REM
| - | #N/A | #N/A | #N/A | Material Claiming | 0 |  |  | #N/A |  |  |  | 0 |  |  | SLM |  |  | REM
| - | #N/A | #N/A | #N/A | Material Claiming | 0 |  |  | #N/A |  |  |  | 0 |  |  | SLM |  |  | REM
| - | #N/A | #N/A | #N/A | Material Claiming | 0 |  |  | #N/A |  |  |  | 0 |  |  | SLM |  |  | REM
| - | #N/A | #N/A | #N/A | Material Claiming | 0 |  |  | #N/A |  |  |  | 0 |  |  | SLM |  |  | REM
| - | #N/A | #N/A | #N/A | Material Claiming | 0 |  |  | #N/A |  |  |  | 0 |  |  | SLM |  |  | REM
| - | #N/A | #N/A | #N/A | Material Claiming | 0 |  |  | #N/A |  |  |  | 0 |  |  | SLM |  |  | REM
| - | #N/A | #N/A | #N/A | Material Claiming | 0 |  |  | #N/A |  |  |  | 0 |  |  | SLM |  |  | REM
| - | #N/A | #N/A | #N/A | Material Claiming | 0 |  |  | #N/A |  |  |  | 0 |  |  | SLM |  |  | REM
| - | #N/A | #N/A | #N/A | Material Claiming | 0 |  |  | #N/A |  |  |  | 0 |  |  | SLM |  |  | REM
| - | #N/A | #N/A | #N/A | Material Claiming | 0 |  |  | #N/A |  |  |  | 0 |  |  | SLM |  |  | REM
| - | #N/A | #N/A | #N/A | Material Claiming | 0 |  |  | #N/A |  |  |  | 0 |  |  | SLM |  |  | REM
| - | #N/A | #N/A | #N/A | Material Claiming | 0 |  |  | #N/A |  |  |  | 0 |  |  | SLM |  |  | REM
| - | #N/A | #N/A | #N/A | Material Claiming | 0 |  |  | #N/A |  |  |  | 0 |  |  | SLM |  |  | REM
| - | #N/A | #N/A | #N/A | Material Claiming | 0 |  |  | #N/A |  |  |  | 0 |  |  | SLM |  |  | REM
| - | #N/A | #N/A | #N/A | Material Claiming | 0 |  |  | #N/A |  |  |  | 0 |  |  | SLM |  |  | REM
| - | #N/A | #N/A | #N/A | Material Claiming | 0 |  |  | #N/A |  |  |  | 0 |  |  | SLM |  |  | REM
| - | #N/A | #N/A | #N/A | Material Claiming | 0 |  |  | #N/A |  |  |  | 0 |  |  | SLM |  |  | REM
| - | #N/A | #N/A | #N/A | Material Claiming | 0 |  |  | #N/A |  |  |  | 0 |  |  | SLM |  |  | REM
| - | #N/A | #N/A | #N/A | Material Claiming | 0 |  |  | #N/A |  |  |  | 0 |  |  | SLM |  |  | REM
| - | #N/A | #N/A | #N/A | Material Claiming | 0 |  |  | #N/A |  |  |  | 0 |  |  | SLM |  |  | REM
| - | #N/A | #N/A | #N/A | Material Claiming | 0 |  |  | #N/A |  |  |  | 0 |  |  | SLM |  |  | REM
| - | #N/A | #N/A | #N/A | Material Claiming | 0 |  |  | #N/A |  |  |  | 0 |  |  | SLM |  |  | REM
| - | #N/A | #N/A | #N/A | Material Claiming | 0 |  |  | #N/A |  |  |  | 0 |  |  | SLM |  |  | REM
| - | #N/A | #N/A | #N/A | Material Claiming | 0 |  |  | #N/A |  |  |  | 0 |  |  | SLM |  |  | REM
| - | #N/A | #N/A | #N/A | Material Claiming | 0 |  |  | #N/A |  |  |  | 0 |  |  | SLM |  |  | REM
| - | #N/A | #N/A | #N/A | Material Claiming | 0 |  |  | #N/A |  |  |  | 0 |  |  | SLM |  |  | REM
| - | #N/A | #N/A | #N/A | Material Claiming | 0 |  |  | #N/A |  |  |  | 0 |  |  | SLM |  |  | REM
| - | #N/A | #N/A | #N/A | Material Claiming | 0 |  |  | #N/A |  |  |  | 0 |  |  | SLM |  |  | REM
| - | #N/A | #N/A | #N/A | Material Claiming | 0 |  |  | #N/A |  |  |  | 0 |  |  | SLM |  |  | REM
| - | #N/A | #N/A | #N/A | Material Claiming | 0 |  |  | #N/A |  |  |  | 0 |  |  | SLM |  |  | REM
| - | #N/A | #N/A | #N/A | Material Claiming | 0 |  |  | #N/A |  |  |  | 0 |  |  | SLM |  |  | REM
| - | #N/A | #N/A | #N/A | Material Claiming | 0 |  |  | #N/A |  |  |  | 0 |  |  | SLM |  |  | REM
| - | #N/A | #N/A | #N/A | Material Claiming | 0 |  |  | #N/A |  |  |  | 0 |  |  | SLM |  |  | REM
| - | #N/A | #N/A | #N/A | Material Claiming | 0 |  |  | #N/A |  |  |  | 0 |  |  | SLM |  |  | REM
| - | #N/A | #N/A | #N/A | Material Claiming | 0 |  |  | #N/A |  |  |  | 0 |  |  | SLM |  |  | REM
| - | #N/A | #N/A | #N/A | Material Claiming | 0 |  |  | #N/A |  |  |  | 0 |  |  | SLM |  |  | REM
| - | #N/A | #N/A | #N/A | Material Claiming | 0 |  |  | #N/A |  |  |  | 0 |  |  | SLM |  |  | REM
| - | #N/A | #N/A | #N/A | Material Claiming | 0 |  |  | #N/A |  |  |  | 0 |  |  | SLM |  |  | REM
| - | #N/A | #N/A | #N/A | Material Claiming | 0 |  |  | #N/A |  |  |  | 0 |  |  | SLM |  |  | REM
| - | #N/A | #N/A | #N/A | Material Claiming | 0 |  |  | #N/A |  |  |  | 0 |  |  | SLM |  |  | REM
| - | #N/A | #N/A | #N/A | Material Claiming | 0 |  |  | #N/A |  |  |  | 0 |  |  | SLM |  |  | REM
| - | #N/A | #N/A | #N/A | Material Claiming | 0 |  |  | #N/A |  |  |  | 0 |  |  | SLM |  |  | REM
| - | #N/A | #N/A | #N/A | Material Claiming | 0 |  |  | #N/A |  |  |  | 0 |  |  | SLM |  |  | REM
| - | #N/A | #N/A | #N/A | Material Claiming | 0 |  |  | #N/A |  |  |  | 0 |  |  | SLM |  |  | REM
| - | #N/A | #N/A | #N/A | Material Claiming | 0 |  |  | #N/A |  |  |  | 0 |  |  | SLM |  |  | REM
| - | #N/A | #N/A | #N/A | Material Claiming | 0 |  |  | #N/A |  |  |  | 0 |  |  | SLM |  |  | REM
| - | #N/A | #N/A | #N/A | Material Claiming | 0 |  |  | #N/A |  |  |  | 0 |  |  | SLM |  |  | REM
| - | #N/A | #N/A | #N/A | Material Claiming | 0 |  |  | #N/A |  |  |  | 0 |  |  | SLM |  |  | REM
| - | #N/A | #N/A | #N/A | Material Claiming | 0 |  |  | #N/A |  |  |  | 0 |  |  | SLM |  |  | REM
| - | #N/A | #N/A | #N/A | Material Claiming | 0 |  |  | #N/A |  |  |  | 0 |  |  | SLM |  |  | REM
| - | #N/A | #N/A | #N/A | Material Claiming | 0 |  |  | #N/A |  |  |  | 0 |  |  | SLM |  |  | REM
| - | #N/A | #N/A | #N/A | Material Claiming | 0 |  |  | #N/A |  |  |  | 0 |  |  | SLM |  |  | REM
| - | #N/A | #N/A | #N/A | Material Claiming | 0 |  |  | #N/A |  |  |  | 0 |  |  | SLM |  |  | REM
| - | #N/A | #N/A | #N/A | Material Claiming | 0 |  |  | #N/A |  |  |  | 0 |  |  | SLM |  |  | REM
| - | #N/A | #N/A | #N/A | Material Claiming | 0 |  |  | #N/A |  |  |  | 0 |  |  | SLM |  |  | REM
| - | #N/A | #N/A | #N/A | Material Claiming | 0 |  |  | #N/A |  |  |  | 0 |  |  | SLM |  |  | REM
| - | #N/A | #N/A | #N/A | Material Claiming | 0 |  |  | #N/A |  |  |  | 0 |  |  | SLM |  |  | REM
| - | #N/A | #N/A | #N/A | Material Claiming | 0 |  |  | #N/A |  |  |  | 0 |  |  | SLM |  |  | REM
| - | #N/A | #N/A | #N/A | Material Claiming | 0 |  |  | #N/A |  |  |  | 0 |  |  | SLM |  |  | REM
| - | #N/A | #N/A | #N/A | Material Claiming | 0 |  |  | #N/A |  |  |  | 0 |  |  | SLM |  |  | REM
| - | #N/A | #N/A | #N/A | Material Claiming | 0 |  |  | #N/A |  |  |  | 0 |  |  | SLM |  |  | REM
| - | #N/A | #N/A | #N/A | Material Claiming | 0 |  |  | #N/A |  |  |  | 0 |  |  | SLM |  |  | REM
| - | #N/A | #N/A | #N/A | Material Claiming | 0 |  |  | #N/A |  |  |  | 0 |  |  | SLM |  |  | REM
| - | #N/A | #N/A | #N/A | Material Claiming | 0 |  |  | #N/A |  |  |  | 0 |  |  | SLM |  |  | REM
| - | #N/A | #N/A | #N/A | Material Claiming | 0 |  |  | #N/A |  |  |  | 0 |  |  | SLM |  |  | REM
| - | #N/A | #N/A | #N/A | Material Claiming | 0 |  |  | #N/A |  |  |  | 0 |  |  | SLM |  |  | REM
| - | #N/A | #N/A | #N/A | Material Claiming | 0 |  |  | #N/A |  |  |  | 0 |  |  | SLM |  |  | REM
| - | #N/A | #N/A | #N/A | Material Claiming | 0 |  |  | #N/A |  |  |  | 0 |  |  | SLM |  |  | REM
| - | #N/A | #N/A | #N/A | Material Claiming | 0 |  |  | #N/A |  |  |  | 0 |  |  | SLM |  |  | REM
| - | #N/A | #N/A | #N/A | Material Claiming | 0 |  |  | #N/A |  |  |  | 0 |  |  | SLM |  |  | REM
| - | #N/A | #N/A | #N/A | Material Claiming | 0 |  |  | #N/A |  |  |  | 0 |  |  | SLM |  |  | REM
| - | #N/A | #N/A | #N/A | Material Claiming | 0 |  |  | #N/A |  |  |  | 0 |  |  | SLM |  |  | REM
| - | #N/A | #N/A | #N/A | Material Claiming | 0 |  |  | #N/A |  |  |  | 0 |  |  | SLM |  |  | REM
| - | #N/A | #N/A | #N/A | Material Claiming | 0 |  |  | #N/A |  |  |  | 0 |  |  | SLM |  |  | REM
| - | #N/A | #N/A | #N/A | Material Claiming | 0 |  |  | #N/A |  |  |  | 0 |  |  | SLM |  |  | REM
| - | #N/A | #N/A | #N/A | Material Claiming | 0 |  |  | #N/A |  |  |  | 0 |  |  | SLM |  |  | REM
| - | #N/A | #N/A | #N/A | Material Claiming | 0 |  |  | #N/A |  |  |  | 0 |  |  | SLM |  |  | REM
| - | #N/A | #N/A | #N/A | Material Claiming | 0 |  |  | #N/A |  |  |  | 0 |  |  | SLM |  |  | REM
| - | #N/A | #N/A | #N/A | Material Claiming | 0 |  |  | #N/A |  |  |  | 0 |  |  | SLM |  |  | REM
| - | #N/A | #N/A | #N/A | Material Claiming | 0 |  |  | #N/A |  |  |  | 0 |  |  | SLM |  |  | REM
| - | #N/A | #N/A | #N/A | Material Claiming | 0 |  |  | #N/A |  |  |  | 0 |  |  | SLM |  |  | REM
| - | #N/A | #N/A | #N/A | Material Claiming | 0 |  |  | #N/A |  |  |  | 0 |  |  | SLM |  |  | REM
| - | #N/A | #N/A | #N/A | Material Claiming | 0 |  |  | #N/A |  |  |  | 0 |  |  | SLM |  |  | REM
| - | #N/A | #N/A | #N/A | Material Claiming | 0 |  |  | #N/A |  |  |  | 0 |  |  | SLM |  |  | REM
| - | #N/A | #N/A | #N/A | Material Claiming | 0 |  |  | #N/A |  |  |  | 0 |  |  | SLM |  |  | REM
| - | #N/A | #N/A | #N/A | Material Claiming | 0 |  |  | #N/A |  |  |  | 0 |  |  | SLM |  |  | REM
| - | #N/A | #N/A | #N/A | Material Claiming | 0 |  |  | #N/A |  |  |  | 0 |  |  | SLM |  |  | REM
| - | #N/A | #N/A | #N/A | Material Claiming | 0 |  |  | #N/A |  |  |  | 0 |  |  | SLM |  |  | REM
| - | #N/A | #N/A | #N/A | Material Claiming | 0 |  |  | #N/A |  |  |  | 0 |  |  | SLM |  |  | REM
| - | #N/A | #N/A | #N/A | Material Claiming | 0 |  |  | #N/A |  |  |  | 0 |  |  | SLM |  |  | REM
| - | #N/A | #N/A | #N/A | Material Claiming | 0 |  |  | #N/A |  |  |  | 0 |  |  | SLM |  |  | REM
| - | #N/A | #N/A | #N/A | Material Claiming | 0 |  |  | #N/A |  |  |  | 0 |  |  | SLM |  |  | REM
| - | #N/A | #N/A | #N/A | Material Claiming | 0 |  |  | #N/A |  |  |  | 0 |  |  | SLM |  |  | REM
| - | #N/A | #N/A | #N/A | Material Claiming | 0 |  |  | #N/A |  |  |  | 0 |  |  | SLM |  |  | REM
| - | #N/A | #N/A | #N/A | Material Claiming | 0 |  |  | #N/A |  |  |  | 0 |  |  | SLM |  |  | REM
| - | #N/A | #N/A | #N/A | Material Claiming | 0 |  |  | #N/A |  |  |  | 0 |  |  | SLM |  |  | REM
| - | #N/A | #N/A | #N/A | Material Claiming | 0 |  |  | #N/A |  |  |  | 0 |  |  | SLM |  |  | REM
| - | #N/A | #N/A | #N/A | Material Claiming | 0 |  |  | #N/A |  |  |  | 0 |  |  | SLM |  |  | REM
| - | #N/A | #N/A | #N/A | Material Claiming | 0 |  |  | #N/A |  |  |  | 0 |  |  | SLM |  |  | REM
| - | #N/A | #N/A | #N/A | Material Claiming | 0 |  |  | #N/A |  |  |  | 0 |  |  | SLM |  |  | REM
| - | #N/A | #N/A | #N/A | Material Claiming | 0 |  |  | #N/A |  |  |  | 0 |  |  | SLM |  |  | REM
| - | #N/A | #N/A | #N/A | Material Claiming | 0 |  |  | #N/A |  |  |  | 0 |  |  | SLM |  |  | REM
| - | #N/A | #N/A | #N/A | Material Claiming | 0 |  |  | #N/A |  |  |  | 0 |  |  | SLM |  |  | REM
| - | #N/A | #N/A | #N/A | Material Claiming | 0 |  |  | #N/A |  |  |  | 0 |  |  | SLM |  |  | REM
| - | #N/A | #N/A | #N/A | Material Claiming | 0 |  |  | #N/A |  |  |  | 0 |  |  | SLM |  |  | REM
| - | #N/A | #N/A | #N/A | Material Claiming | 0 |  |  | #N/A |  |  |  | 0 |  |  | SLM |  |  | REM
| - | #N/A | #N/A | #N/A | Material Claiming | 0 |  |  | #N/A |  |  |  | 0 |  |  | SLM |  |  | REM
| - | #N/A | #N/A | #N/A | Material Claiming | 0 |  |  | #N/A |  |  |  | 0 |  |  | SLM |  |  | REM
| - | #N/A | #N/A | #N/A | Material Claiming | 0 |  |  | #N/A |  |  |  | 0 |  |  | SLM |  |  | REM
| - | #N/A | #N/A | #N/A | Material Claiming | 0 |  |  | #N/A |  |  |  | 0 |  |  | SLM |  |  | REM
| - | #N/A | #N/A | #N/A | Material Claiming | 0 |  |  | #N/A |  |  |  | 0 |  |  | SLM |  |  | REM
| - | #N/A | #N/A | #N/A | Material Claiming | 0 |  |  | #N/A |  |  |  | 0 |  |  | SLM |  |  | REM
| - | #N/A | #N/A | #N/A | Material Claiming | 0 |  |  | #N/A |  |  |  | 0 |  |  | SLM |  |  | REM
| - | #N/A | #N/A | #N/A | Material Claiming | 0 |  |  | #N/A |  |  |  | 0 |  |  | SLM |  |  | REM
| - | #N/A | #N/A | #N/A | Material Claiming | 0 |  |  | #N/A |  |  |  | 0 |  |  | SLM |  |  | REM
| - | #N/A | #N/A | #N/A | Material Claiming | 0 |  |  | #N/A |  |  |  | 0 |  |  | SLM |  |  | REM
| - | #N/A | #N/A | #N/A | Material Claiming | 0 |  |  | #N/A |  |  |  | 0 |  |  | SLM |  |  | REM
| - | #N/A | #N/A | #N/A | Material Claiming | 0 |  |  | #N/A |  |  |  | 0 |  |  | SLM |  |  | REM
| - | #N/A | #N/A | #N/A | Material Claiming | 0 |  |  | #N/A |  |  |  | 0 |  |  | SLM |  |  | REM
| - | #N/A | #N/A | #N/A | Material Claiming | 0 |  |  | #N/A |  |  |  | 0 |  |  | SLM |  |  | REM
| - | #N/A | #N/A | #N/A | Material Claiming | 0 |  |  | #N/A |  |  |  | 0 |  |  | SLM |  |  | REM
| - | #N/A | #N/A | #N/A | Material Claiming | 0 |  |  | #N/A |  |  |  | 0 |  |  | SLM |  |  | REM
| - | #N/A | #N/A | #N/A | Material Claiming | 0 |  |  | #N/A |  |  |  | 0 |  |  | SLM |  |  | REM
| - | #N/A | #N/A | #N/A | Material Claiming | 0 |  |  | #N/A |  |  |  | 0 |  |  | SLM |  |  | REM
| - | #N/A | #N/A | #N/A | Material Claiming | 0 |  |  | #N/A |  |  |  | 0 |  |  | SLM |  |  | REM
| - | #N/A | #N/A | #N/A | Material Claiming | 0 |  |  | #N/A |  |  |  | 0 |  |  | SLM |  |  | REM
| - | #N/A | #N/A | #N/A | Material Claiming | 0 |  |  | #N/A |  |  |  | 0 |  |  | SLM |  |  | REM
| - | #N/A | #N/A | #N/A | Material Claiming | 0 |  |  | #N/A |  |  |  | 0 |  |  | SLM |  |  | REM
| - | #N/A | #N/A | #N/A | Material Claiming | 0 |  |  | #N/A |  |  |  | 0 |  |  | SLM |  |  | REM
| - | #N/A | #N/A | #N/A | Material Claiming | 0 |  |  | #N/A |  |  |  | 0 |  |  | SLM |  |  | REM
| - | #N/A | #N/A | #N/A | Material Claiming | 0 |  |  | #N/A |  |  |  | 0 |  |  | SLM |  |  | REM
| - | #N/A | #N/A | #N/A | Material Claiming | 0 |  |  | #N/A |  |  |  | 0 |  |  | SLM |  |  | REM
| - | #N/A | #N/A | #N/A | Material Claiming | 0 |  |  | #N/A |  |  |  | 0 |  |  | SLM |  |  | REM
| - | #N/A | #N/A | #N/A | Material Claiming | 0 |  |  | #N/A |  |  |  | 0 |  |  | SLM |  |  | REM
| - | #N/A | #N/A | #N/A | Material Claiming | 0 |  |  | #N/A |  |  |  | 0 |  |  | SLM |  |  | REM
| - | #N/A | #N/A | #N/A | Material Claiming | 0 |  |  | #N/A |  |  |  | 0 |  |  | SLM |  |  | REM
| - | #N/A | #N/A | #N/A | Material Claiming | 0 |  |  | #N/A |  |  |  | 0 |  |  | SLM |  |  | REM
| - | #N/A | #N/A | #N/A | Material Claiming | 0 |  |  | #N/A |  |  |  | 0 |  |  | SLM |  |  | REM
| - | #N/A | #N/A | #N/A | Material Claiming | 0 |  |  | #N/A |  |  |  | 0 |  |  | SLM |  |  | REM
| - | #N/A | #N/A | #N/A | Material Claiming | 0 |  |  | #N/A |  |  |  | 0 |  |  | SLM |  |  | REM
| - | #N/A | #N/A | #N/A | Material Claiming | 0 |  |  | #N/A |  |  |  | 0 |  |  | SLM |  |  | REM
| - | #N/A | #N/A | #N/A | Material Claiming | 0 |  |  | #N/A |  |  |  | 0 |  |  | SLM |  |  | REM
| - | #N/A | #N/A | #N/A | Material Claiming | 0 |  |  | #N/A |  |  |  | 0 |  |  | SLM |  |  | REM
| - | #N/A | #N/A | #N/A | Material Claiming | 0 |  |  | #N/A |  |  |  | 0 |  |  | SLM |  |  | REM
| - | #N/A | #N/A | #N/A | Material Claiming | 0 |  |  | #N/A |  |  |  | 0 |  |  | SLM |  |  | REM
| - | #N/A | #N/A | #N/A | Material Claiming | 0 |  |  | #N/A |  |  |  | 0 |  |  | SLM |  |  | REM
| - | #N/A | #N/A | #N/A | Material Claiming | 0 |  |  | #N/A |  |  |  | 0 |  |  | SLM |  |  | REM
| - | #N/A | #N/A | #N/A | Material Claiming | 0 |  |  | #N/A |  |  |  | 0 |  |  | SLM |  |  | REM
| - | #N/A | #N/A | #N/A | Material Claiming | 0 |  |  | #N/A |  |  |  | 0 |  |  | SLM |  |  | REM
| - | #N/A | #N/A | #N/A | Material Claiming | 0 |  |  | #N/A |  |  |  | 0 |  |  | SLM |  |  | REM
| - | #N/A | #N/A | #N/A | Material Claiming | 0 |  |  | #N/A |  |  |  | 0 |  |  | SLM |  |  | REM
| - | #N/A | #N/A | #N/A | Material Claiming | 0 |  |  | #N/A |  |  |  | 0 |  |  | SLM |  |  | REM
| - | #N/A | #N/A | #N/A | Material Claiming | 0 |  |  | #N/A |  |  |  | 0 |  |  | SLM |  |  | REM
| - | #N/A | #N/A | #N/A | Material Claiming | 0 |  |  | #N/A |  |  |  | 0 |  |  | SLM |  |  | REM
| - | #N/A | #N/A | #N/A | Material Claiming | 0 |  |  | #N/A |  |  |  | 0 |  |  | SLM |  |  | REM
| - | #N/A | #N/A | #N/A | Material Claiming | 0 |  |  | #N/A |  |  |  | 0 |  |  | SLM |  |  | REM
| - | #N/A | #N/A | #N/A | Material Claiming | 0 |  |  | #N/A |  |  |  | 0 |  |  | SLM |  |  | REM
| - | #N/A | #N/A | #N/A | Material Claiming | 0 |  |  | #N/A |  |  |  | 0 |  |  | SLM |  |  | REM
| - | #N/A | #N/A | #N/A | Material Claiming | 0 |  |  | #N/A |  |  |  | 0 |  |  | SLM |  |  | REM
| - | #N/A | #N/A | #N/A | Material Claiming | 0 |  |  | #N/A |  |  |  | 0 |  |  | SLM |  |  | REM
| - | #N/A | #N/A | #N/A | Material Claiming | 0 |  |  | #N/A |  |  |  | 0 |  |  | SLM |  |  | REM
| - | #N/A | #N/A | #N/A | Material Claiming | 0 |  |  | #N/A |  |  |  | 0 |  |  | SLM |  |  | REM
| - | #N/A | #N/A | #N/A | Material Claiming | 0 |  |  | #N/A |  |  |  | 0 |  |  | SLM |  |  | REM
| - | #N/A | #N/A | #N/A | Material Claiming | 0 |  |  | #N/A |  |  |  | 0 |  |  | SLM |  |  | REM
| - | #N/A | #N/A | #N/A | Material Claiming | 0 |  |  | #N/A |  |  |  | 0 |  |  | SLM |  |  | REM
| - | #N/A | #N/A | #N/A | Material Claiming | 0 |  |  | #N/A |  |  |  | 0 |  |  | SLM |  |  | REM
| - | #N/A | #N/A | #N/A | Material Claiming | 0 |  |  | #N/A |  |  |  | 0 |  |  | SLM |  |  | REM
| - | #N/A | #N/A | #N/A | Material Claiming | 0 |  |  | #N/A |  |  |  | 0 |  |  | SLM |  |  | REM
| - | #N/A | #N/A | #N/A | Material Claiming | 0 |  |  | #N/A |  |  |  | 0 |  |  | SLM |  |  | REM
| - | #N/A | #N/A | #N/A | Material Claiming | 0 |  |  | #N/A |  |  |  | 0 |  |  | SLM |  |  | REM
| - | #N/A | #N/A | #N/A | Material Claiming | 0 |  |  | #N/A |  |  |  | 0 |  |  | SLM |  |  | REM
| - | #N/A | #N/A | #N/A | Material Claiming | 0 |  |  | #N/A |  |  |  | 0 |  |  | SLM |  |  | REM
| - | #N/A | #N/A | #N/A | Material Claiming | 0 |  |  | #N/A |  |  |  | 0 |  |  | SLM |  |  | REM
| - | #N/A | #N/A | #N/A | Material Claiming | 0 |  |  | #N/A |  |  |  | 0 |  |  | SLM |  |  | REM
| - | #N/A | #N/A | #N/A | Material Claiming | 0 |  |  | #N/A |  |  |  | 0 |  |  | SLM |  |  | REM
| - | #N/A | #N/A | #N/A | Material Claiming | 0 |  |  | #N/A |  |  |  | 0 |  |  | SLM |  |  | REM
| - | #N/A | #N/A | #N/A | Material Claiming | 0 |  |  | #N/A |  |  |  | 0 |  |  | SLM |  |  | REM
| - | #N/A | #N/A | #N/A | Material Claiming | 0 |  |  | #N/A |  |  |  | 0 |  |  | SLM |  |  | REM
| - | #N/A | #N/A | #N/A | Material Claiming | 0 |  |  | #N/A |  |  |  | 0 |  |  | SLM |  |  | REM
| - | #N/A | #N/A | #N/A | Material Claiming | 0 |  |  | #N/A |  |  |  | 0 |  |  | SLM |  |  | REM
| - | #N/A | #N/A | #N/A | Material Claiming | 0 |  |  | #N/A |  |  |  | 0 |  |  | SLM |  |  | REM
| - | #N/A | #N/A | #N/A | Material Claiming | 0 |  |  | #N/A |  |  |  | 0 |  |  | SLM |  |  | REM
| - | #N/A | #N/A | #N/A | Material Claiming | 0 |  |  | #N/A |  |  |  | 0 |  |  | SLM |  |  | REM
| - | #N/A | #N/A | #N/A | Material Claiming | 0 |  |  | #N/A |  |  |  | 0 |  |  | SLM |  |  | REM
| - | #N/A | #N/A | #N/A | Material Claiming | 0 |  |  | #N/A |  |  |  | 0 |  |  | SLM |  |  | REM
| - | #N/A | #N/A | #N/A | Material Claiming | 0 |  |  | #N/A |  |  |  | 0 |  |  | SLM |  |  | REM
| - | #N/A | #N/A | #N/A | Material Claiming | 0 |  |  | #N/A |  |  |  | 0 |  |  | SLM |  |  | REM
| - | #N/A | #N/A | #N/A | Material Claiming | 0 |  |  | #N/A |  |  |  | 0 |  |  | SLM |  |  | REM
| - | #N/A | #N/A | #N/A | Material Claiming | 0 |  |  | #N/A |  |  |  | 0 |  |  | SLM |  |  | REM
| - | #N/A | #N/A | #N/A | Material Claiming | 0 |  |  | #N/A |  |  |  | 0 |  |  | SLM |  |  | REM
| - | #N/A | #N/A | #N/A | Material Claiming | 0 |  |  | #N/A |  |  |  | 0 |  |  | SLM |  |  | REM
| - | #N/A | #N/A | #N/A | Material Claiming | 0 |  |  | #N/A |  |  |  | 0 |  |  | SLM |  |  | REM
| - | #N/A | #N/A | #N/A | Material Claiming | 0 |  |  | #N/A |  |  |  | 0 |  |  | SLM |  |  | REM
| - | #N/A | #N/A | #N/A | Material Claiming | 0 |  |  | #N/A |  |  |  | 0 |  |  | SLM |  |  | REM
| - | #N/A | #N/A | #N/A | Material Claiming | 0 |  |  | #N/A |  |  |  | 0 |  |  | SLM |  |  | REM
| - | #N/A | #N/A | #N/A | Material Claiming | 0 |  |  | #N/A |  |  |  | 0 |  |  | SLM |  |  | REM
| - | #N/A | #N/A | #N/A | Material Claiming | 0 |  |  | #N/A |  |  |  | 0 |  |  | SLM |  |  | REM
| - | #N/A | #N/A | #N/A | Material Claiming | 0 |  |  | #N/A |  |  |  | 0 |  |  | SLM |  |  | REM
| - | #N/A | #N/A | #N/A | Material Claiming | 0 |  |  | #N/A |  |  |  | 0 |  |  | SLM |  |  | REM
| - | #N/A | #N/A | #N/A | Material Claiming | 0 |  |  | #N/A |  |  |  | 0 |  |  | SLM |  |  | REM
| - | #N/A | #N/A | #N/A | Material Claiming | 0 |  |  | #N/A |  |  |  | 0 |  |  | SLM |  |  | REM
| - | #N/A | #N/A | #N/A | Material Claiming | 0 |  |  | #N/A |  |  |  | 0 |  |  | SLM |  |  | REM
| - | #N/A | #N/A | #N/A | Material Claiming | 0 |  |  | #N/A |  |  |  | 0 |  |  | SLM |  |  | REM
| - | #N/A | #N/A | #N/A | Material Claiming | 0 |  |  | #N/A |  |  |  | 0 |  |  | SLM |  |  | REM
| - | #N/A | #N/A | #N/A | Material Claiming | 0 |  |  | #N/A |  |  |  | 0 |  |  | SLM |  |  | REM
| - | #N/A | #N/A | #N/A | Material Claiming | 0 |  |  | #N/A |  |  |  | 0 |  |  | SLM |  |  | REM
| - | #N/A | #N/A | #N/A | Material Claiming | 0 |  |  | #N/A |  |  |  | 0 |  |  | SLM |  |  | REM
| - | #N/A | #N/A | #N/A | Material Claiming | 0 |  |  | #N/A |  |  |  | 0 |  |  | SLM |  |  | REM
| - | #N/A | #N/A | #N/A | Material Claiming | 0 |  |  | #N/A |  |  |  | 0 |  |  | SLM |  |  | REM
| - | #N/A | #N/A | #N/A | Material Claiming | 0 |  |  | #N/A |  |  |  | 0 |  |  | SLM |  |  | REM
| - | #N/A | #N/A | #N/A | Material Claiming | 0 |  |  | #N/A |  |  |  | 0 |  |  | SLM |  |  | REM
| - | #N/A | #N/A | #N/A | Material Claiming | 0 |  |  | #N/A |  |  |  | 0 |  |  | SLM |  |  | REM
| - | #N/A | #N/A | #N/A | Material Claiming | 0 |  |  | #N/A |  |  |  | 0 |  |  | SLM |  |  | REM
| - | #N/A | #N/A | #N/A | Material Claiming | 0 |  |  | #N/A |  |  |  | 0 |  |  | SLM |  |  | REM
| - | #N/A | #N/A | #N/A | Material Claiming | 0 |  |  | #N/A |  |  |  | 0 |  |  | SLM |  |  | REM
| - | #N/A | #N/A | #N/A | Material Claiming | 0 |  |  | #N/A |  |  |  | 0 |  |  | SLM |  |  | REM
| - | #N/A | #N/A | #N/A | Material Claiming | 0 |  |  | #N/A |  |  |  | 0 |  |  | SLM |  |  | REM
| - | #N/A | #N/A | #N/A | Material Claiming | 0 |  |  | #N/A |  |  |  | 0 |  |  | SLM |  |  | REM
| - | #N/A | #N/A | #N/A | Material Claiming | 0 |  |  | #N/A |  |  |  | 0 |  |  | SLM |  |  | REM
| - | #N/A | #N/A | #N/A | Material Claiming | 0 |  |  | #N/A |  |  |  | 0 |  |  | SLM |  |  | REM
| - | #N/A | #N/A | #N/A | Material Claiming | 0 |  |  | #N/A |  |  |  | 0 |  |  | SLM |  |  | REM
| - | #N/A | #N/A | #N/A | Material Claiming | 0 |  |  | #N/A |  |  |  | 0 |  |  | SLM |  |  | REM
| - | #N/A | #N/A | #N/A | Material Claiming | 0 |  |  | #N/A |  |  |  | 0 |  |  | SLM |  |  | REM
| - | #N/A | #N/A | #N/A | Material Claiming | 0 |  |  | #N/A |  |  |  | 0 |  |  | SLM |  |  | REM
| - | #N/A | #N/A | #N/A | Material Claiming | 0 |  |  | #N/A |  |  |  | 0 |  |  | SLM |  |  | REM
| - | #N/A | #N/A | #N/A | Material Claiming | 0 |  |  | #N/A |  |  |  | 0 |  |  | SLM |  |  | REM
| - | #N/A | #N/A | #N/A | Material Claiming | 0 |  |  | #N/A |  |  |  | 0 |  |  | SLM |  |  | REM
| - | #N/A | #N/A | #N/A | Material Claiming | 0 |  |  | #N/A |  |  |  | 0 |  |  | SLM |  |  | REM
| - | #N/A | #N/A | #N/A | Material Claiming | 0 |  |  | #N/A |  |  |  | 0 |  |  | SLM |  |  | REM
| - | #N/A | #N/A | #N/A | Material Claiming | 0 |  |  | #N/A |  |  |  | 0 |  |  | SLM |  |  | REM
| - | #N/A | #N/A | #N/A | Material Claiming | 0 |  |  | #N/A |  |  |  | 0 |  |  | SLM |  |  | REM
| - | #N/A | #N/A | #N/A | Material Claiming | 0 |  |  | #N/A |  |  |  | 0 |  |  | SLM |  |  | REM
| - | #N/A | #N/A | #N/A | Material Claiming | 0 |  |  | #N/A |  |  |  | 0 |  |  | SLM |  |  | REM
| - | #N/A | #N/A | #N/A | Material Claiming | 0 |  |  | #N/A |  |  |  | 0 |  |  | SLM |  |  | REM
| - | #N/A | #N/A | #N/A | Material Claiming | 0 |  |  | #N/A |  |  |  | 0 |  |  | SLM |  |  | REM
| - | #N/A | #N/A | #N/A | Material Claiming | 0 |  |  | #N/A |  |  |  | 0 |  |  | SLM |  |  | REM
| - | #N/A | #N/A | #N/A | Material Claiming | 0 |  |  | #N/A |  |  |  | 0 |  |  | SLM |  |  | REM
| - | #N/A | #N/A | #N/A | Material Claiming | 0 |  |  | #N/A |  |  |  | 0 |  |  | SLM |  |  | REM
| - | #N/A | #N/A | #N/A | Material Claiming | 0 |  |  | #N/A |  |  |  | 0 |  |  | SLM |  |  | REM
| - | #N/A | #N/A | #N/A | Material Claiming | 0 |  |  | #N/A |  |  |  | 0 |  |  | SLM |  |  | REM
| - | #N/A | #N/A | #N/A | Material Claiming | 0 |  |  | #N/A |  |  |  | 0 |  |  | SLM |  |  | REM
| - | #N/A | #N/A | #N/A | Material Claiming | 0 |  |  | #N/A |  |  |  | 0 |  |  | SLM |  |  | REM
| - | #N/A | #N/A | #N/A | Material Claiming | 0 |  |  | #N/A |  |  |  | 0 |  |  | SLM |  |  | REM
| - | #N/A | #N/A | #N/A | Material Claiming | 0 |  |  | #N/A |  |  |  | 0 |  |  | SLM |  |  | REM
| - | #N/A | #N/A | #N/A | Material Claiming | 0 |  |  | #N/A |  |  |  | 0 |  |  | SLM |  |  | REM
| - | #N/A | #N/A | #N/A | Material Claiming | 0 |  |  | #N/A |  |  |  | 0 |  |  | SLM |  |  | REM
| - | #N/A | #N/A | #N/A | Material Claiming | 0 |  |  | #N/A |  |  |  | 0 |  |  | SLM |  |  | REM
| - | #N/A | #N/A | #N/A | Material Claiming | 0 |  |  | #N/A |  |  |  | 0 |  |  | SLM |  |  | REM
| - | #N/A | #N/A | #N/A | Material Claiming | 0 |  |  | #N/A |  |  |  | 0 |  |  | SLM |  |  | REM
| - | #N/A | #N/A | #N/A | Material Claiming | 0 |  |  | #N/A |  |  |  | 0 |  |  | SLM |  |  | REM
| - | #N/A | #N/A | #N/A | Material Claiming | 0 |  |  | #N/A |  |  |  | 0 |  |  | SLM |  |  | REM
| - | #N/A | #N/A | #N/A | Material Claiming | 0 |  |  | #N/A |  |  |  | 0 |  |  | SLM |  |  | REM
| - | #N/A | #N/A | #N/A | Material Claiming | 0 |  |  | #N/A |  |  |  | 0 |  |  | SLM |  |  | REM
| - | #N/A | #N/A | #N/A | Material Claiming | 0 |  |  | #N/A |  |  |  | 0 |  |  | SLM |  |  | REM
| - | #N/A | #N/A | #N/A | Material Claiming | 0 |  |  | #N/A |  |  |  | 0 |  |  | SLM |  |  | REM
| - | #N/A | #N/A | #N/A | Material Claiming | 0 |  |  | #N/A |  |  |  | 0 |  |  | SLM |  |  | REM
| - | #N/A | #N/A | #N/A | Material Claiming | 0 |  |  | #N/A |  |  |  | 0 |  |  | SLM |  |  | REM
| - | #N/A | #N/A | #N/A | Material Claiming | 0 |  |  | #N/A |  |  |  | 0 |  |  | SLM |  |  | REM
| - | #N/A | #N/A | #N/A | Material Claiming | 0 |  |  | #N/A |  |  |  | 0 |  |  | SLM |  |  | REM
| - | #N/A | #N/A | #N/A | Material Claiming | 0 |  |  | #N/A |  |  |  | 0 |  |  | SLM |  |  | REM
| - | #N/A | #N/A | #N/A | Material Claiming | 0 |  |  | #N/A |  |  |  | 0 |  |  | SLM |  |  | REM
| - | #N/A | #N/A | #N/A | Material Claiming | 0 |  |  | #N/A |  |  |  | 0 |  |  | SLM |  |  | REM
| - | #N/A | #N/A | #N/A | Material Claiming | 0 |  |  | #N/A |  |  |  | 0 |  |  | SLM |  |  | REM
| - | #N/A | #N/A | #N/A | Material Claiming | 0 |  |  | #N/A |  |  |  | 0 |  |  | SLM |  |  | REM
| - | #N/A | #N/A | #N/A | Material Claiming | 0 |  |  | #N/A |  |  |  | 0 |  |  | SLM |  |  | REM
| - | #N/A | #N/A | #N/A | Material Claiming | 0 |  |  | #N/A |  |  |  | 0 |  |  | SLM |  |  | REM
| - | #N/A | #N/A | #N/A | Material Claiming | 0 |  |  | #N/A |  |  |  | 0 |  |  | SLM |  |  | REM
| - | #N/A | #N/A | #N/A | Material Claiming | 0 |  |  | #N/A |  |  |  | 0 |  |  | SLM |  |  | REM
| - | #N/A | #N/A | #N/A | Material Claiming | 0 |  |  | #N/A |  |  |  | 0 |  |  | SLM |  |  | REM
| - | #N/A | #N/A | #N/A | Material Claiming | 0 |  |  | #N/A |  |  |  | 0 |  |  | SLM |  |  | REM
| - | #N/A | #N/A | #N/A | Material Claiming | 0 |  |  | #N/A |  |  |  | 0 |  |  | SLM |  |  | REM
| - | #N/A | #N/A | #N/A | Material Claiming | 0 |  |  | #N/A |  |  |  | 0 |  |  | SLM |  |  | REM
| - | #N/A | #N/A | #N/A | Material Claiming | 0 |  |  | #N/A |  |  |  | 0 |  |  | SLM |  |  | REM
| - | #N/A | #N/A | #N/A | Material Claiming | 0 |  |  | #N/A |  |  |  | 0 |  |  | SLM |  |  | REM
| - | #N/A | #N/A | #N/A | Material Claiming | 0 |  |  | #N/A |  |  |  | 0 |  |  | SLM |  |  | REM
| - | #N/A | #N/A | #N/A | Material Claiming | 0 |  |  | #N/A |  |  |  | 0 |  |  | SLM |  |  | REM
| - | #N/A | #N/A | #N/A | Material Claiming | 0 |  |  | #N/A |  |  |  | 0 |  |  | SLM |  |  | REM
| - | #N/A | #N/A | #N/A | Material Claiming | 0 |  |  | #N/A |  |  |  | 0 |  |  | SLM |  |  | REM
| - | #N/A | #N/A | #N/A | Material Claiming | 0 |  |  | #N/A |  |  |  | 0 |  |  | SLM |  |  | REM
| - | #N/A | #N/A | #N/A | Material Claiming | 0 |  |  | #N/A |  |  |  | 0 |  |  | SLM |  |  | REM
| - | #N/A | #N/A | #N/A | Material Claiming | 0 |  |  | #N/A |  |  |  | 0 |  |  | SLM |  |  | REM
| - | #N/A | #N/A | #N/A | Material Claiming | 0 |  |  | #N/A |  |  |  | 0 |  |  | SLM |  |  | REM
| - | #N/A | #N/A | #N/A | Material Claiming | 0 |  |  | #N/A |  |  |  | 0 |  |  | SLM |  |  | REM
| - | #N/A | #N/A | #N/A | Material Claiming | 0 |  |  | #N/A |  |  |  | 0 |  |  | SLM |  |  | REM
| - | #N/A | #N/A | #N/A | Material Claiming | 0 |  |  | #N/A |  |  |  | 0 |  |  | SLM |  |  | REM
| - | #N/A | #N/A | #N/A | Material Claiming | 0 |  |  | #N/A |  |  |  | 0 |  |  | SLM |  |  | REM
| - | #N/A | #N/A | #N/A | Material Claiming | 0 |  |  | #N/A |  |  |  | 0 |  |  | SLM |  |  | REM
| - | #N/A | #N/A | #N/A | Material Claiming | 0 |  |  | #N/A |  |  |  | 0 |  |  | SLM |  |  | REM
| - | #N/A | #N/A | #N/A | Material Claiming | 0 |  |  | #N/A |  |  |  | 0 |  |  | SLM |  |  | REM
| - | #N/A | #N/A | #N/A | Material Claiming | 0 |  |  | #N/A |  |  |  | 0 |  |  | SLM |  |  | REM
| - | #N/A | #N/A | #N/A | Material Claiming | 0 |  |  | #N/A |  |  |  | 0 |  |  | SLM |  |  | REM
| - | #N/A | #N/A | #N/A | Material Claiming | 0 |  |  | #N/A |  |  |  | 0 |  |  | SLM |  |  | REM
| - | #N/A | #N/A | #N/A | Material Claiming | 0 |  |  | #N/A |  |  |  | 0 |  |  | SLM |  |  | REM
| - | #N/A | #N/A | #N/A | Material Claiming | 0 |  |  | #N/A |  |  |  | 0 |  |  | SLM |  |  | REM
| - | #N/A | #N/A | #N/A | Material Claiming | 0 |  |  | #N/A |  |  |  | 0 |  |  | SLM |  |  | REM
| - | #N/A | #N/A | #N/A | Material Claiming | 0 |  |  | #N/A |  |  |  | 0 |  |  | SLM |  |  | REM
| - | #N/A | #N/A | #N/A | Material Claiming | 0 |  |  | #N/A |  |  |  | 0 |  |  | SLM |  |  | REM
| - | #N/A | #N/A | #N/A | Material Claiming | 0 |  |  | #N/A |  |  |  | 0 |  |  | SLM |  |  | REM
| - | #N/A | #N/A | #N/A | Material Claiming | 0 |  |  | #N/A |  |  |  | 0 |  |  | SLM |  |  | REM
| - | #N/A | #N/A | #N/A | Material Claiming | 0 |  |  | #N/A |  |  |  | 0 |  |  | SLM |  |  | REM
| - | #N/A | #N/A | #N/A | Material Claiming | 0 |  |  | #N/A |  |  |  | 0 |  |  | SLM |  |  | REM
| - | #N/A | #N/A | #N/A | Material Claiming | 0 |  |  | #N/A |  |  |  | 0 |  |  | SLM |  |  | REM
| - | #N/A | #N/A | #N/A | Material Claiming | 0 |  |  | #N/A |  |  |  | 0 |  |  | SLM |  |  | REM
| - | #N/A | #N/A | #N/A | Material Claiming | 0 |  |  | #N/A |  |  |  | 0 |  |  | SLM |  |  | REM
| - | #N/A | #N/A | #N/A | Material Claiming | 0 |  |  | #N/A |  |  |  | 0 |  |  | SLM |  |  | REM
| - | #N/A | #N/A | #N/A | Material Claiming | 0 |  |  | #N/A |  |  |  | 0 |  |  | SLM |  |  | REM
| - | #N/A | #N/A | #N/A | Material Claiming | 0 |  |  | #N/A |  |  |  | 0 |  |  | SLM |  |  | REM
| - | #N/A | #N/A | #N/A | Material Claiming | 0 |  |  | #N/A |  |  |  | 0 |  |  | SLM |  |  | REM
| - | #N/A | #N/A | #N/A | Material Claiming | 0 |  |  | #N/A |  |  |  | 0 |  |  | SLM |  |  | REM
| - | #N/A | #N/A | #N/A | Material Claiming | 0 |  |  | #N/A |  |  |  | 0 |  |  | SLM |  |  | REM
| - | #N/A | #N/A | #N/A | Material Claiming | 0 |  |  | #N/A |  |  |  | 0 |  |  | SLM |  |  | REM
| - | #N/A | #N/A | #N/A | Material Claiming | 0 |  |  | #N/A |  |  |  | 0 |  |  | SLM |  |  | REM
| - | #N/A | #N/A | #N/A | Material Claiming | 0 |  |  | #N/A |  |  |  | 0 |  |  | SLM |  |  | REM
| - | #N/A | #N/A | #N/A | Material Claiming | 0 |  |  | #N/A |  |  |  | 0 |  |  | SLM |  |  | REM
| - | #N/A | #N/A | #N/A | Material Claiming | 0 |  |  | #N/A |  |  |  | 0 |  |  | SLM |  |  | REM
| - | #N/A | #N/A | #N/A | Material Claiming | 0 |  |  | #N/A |  |  |  | 0 |  |  | SLM |  |  | REM
| - | #N/A | #N/A | #N/A | Material Claiming | 0 |  |  | #N/A |  |  |  | 0 |  |  | SLM |  |  | REM
| - | #N/A | #N/A | #N/A | Material Claiming | 0 |  |  | #N/A |  |  |  | 0 |  |  | SLM |  |  | REM
| - | #N/A | #N/A | #N/A | Material Claiming | 0 |  |  | #N/A |  |  |  | 0 |  |  | SLM |  |  | REM
| - | #N/A | #N/A | #N/A | Material Claiming | 0 |  |  | #N/A |  |  |  | 0 |  |  | SLM |  |  | REM
| - | #N/A | #N/A | #N/A | Material Claiming | 0 |  |  | #N/A |  |  |  | 0 |  |  | SLM |  |  | REM
| - | #N/A | #N/A | #N/A | Material Claiming | 0 |  |  | #N/A |  |  |  | 0 |  |  | SLM |  |  | REM
| - | #N/A | #N/A | #N/A | Material Claiming | 0 |  |  | #N/A |  |  |  | 0 |  |  | SLM |  |  | REM
| - | #N/A | #N/A | #N/A | Material Claiming | 0 |  |  | #N/A |  |  |  | 0 |  |  | SLM |  |  | REM
| - | #N/A | #N/A | #N/A | Material Claiming | 0 |  |  | #N/A |  |  |  | 0 |  |  | SLM |  |  | REM
| - | #N/A | #N/A | #N/A | Material Claiming | 0 |  |  | #N/A |  |  |  | 0 |  |  | SLM |  |  | REM
| - | #N/A | #N/A | #N/A | Material Claiming | 0 |  |  | #N/A |  |  |  | 0 |  |  | SLM |  |  | REM
| - | #N/A | #N/A | #N/A | Material Claiming | 0 |  |  | #N/A |  |  |  | 0 |  |  | SLM |  |  | REM
| - | #N/A | #N/A | #N/A | Material Claiming | 0 |  |  | #N/A |  |  |  | 0 |  |  | SLM |  |  | REM
| - | #N/A | #N/A | #N/A | Material Claiming | 0 |  |  | #N/A |  |  |  | 0 |  |  | SLM |  |  | REM
| - | #N/A | #N/A | #N/A | Material Claiming | 0 |  |  | #N/A |  |  |  | 0 |  |  | SLM |  |  | REM
| - | #N/A | #N/A | #N/A | Material Claiming | 0 |  |  | #N/A |  |  |  | 0 |  |  | SLM |  |  | REM
| - | #N/A | #N/A | #N/A | Material Claiming | 0 |  |  | #N/A |  |  |  | 0 |  |  | SLM |  |  | REM
| - | #N/A | #N/A | #N/A | Material Claiming | 0 |  |  | #N/A |  |  |  | 0 |  |  | SLM |  |  | REM
| - | #N/A | #N/A | #N/A | Material Claiming | 0 |  |  | #N/A |  |  |  | 0 |  |  | SLM |  |  | REM
| - | #N/A | #N/A | #N/A | Material Claiming | 0 |  |  | #N/A |  |  |  | 0 |  |  | SLM |  |  | REM
| - | #N/A | #N/A | #N/A | Material Claiming | 0 |  |  | #N/A |  |  |  | 0 |  |  | SLM |  |  | REM
| - | #N/A | #N/A | #N/A | Material Claiming | 0 |  |  | #N/A |  |  |  | 0 |  |  | SLM |  |  | REM
| - | #N/A | #N/A | #N/A | Material Claiming | 0 |  |  | #N/A |  |  |  | 0 |  |  | SLM |  |  | REM
| - | #N/A | #N/A | #N/A | Material Claiming | 0 |  |  | #N/A |  |  |  | 0 |  |  | SLM |  |  | REM
| - | #N/A | #N/A | #N/A | Material Claiming | 0 |  |  | #N/A |  |  |  | 0 |  |  | SLM |  |  | REM
| - | #N/A | #N/A | #N/A | Material Claiming | 0 |  |  | #N/A |  |  |  | 0 |  |  | SLM |  |  | REM
| - | #N/A | #N/A | #N/A | Material Claiming | 0 |  |  | #N/A |  |  |  | 0 |  |  | SLM |  |  | REM
| - | #N/A | #N/A | #N/A | Material Claiming | 0 |  |  | #N/A |  |  |  | 0 |  |  | SLM |  |  | REM
| - | #N/A | #N/A | #N/A | Material Claiming | 0 |  |  | #N/A |  |  |  | 0 |  |  | SLM |  |  | REM
| - | #N/A | #N/A | #N/A | Material Claiming | 0 |  |  | #N/A |  |  |  | 0 |  |  | SLM |  |  | REM
| - | #N/A | #N/A | #N/A | Material Claiming | 0 |  |  | #N/A |  |  |  | 0 |  |  | SLM |  |  | REM
| - | #N/A | #N/A | #N/A | Material Claiming | 0 |  |  | #N/A |  |  |  | 0 |  |  | SLM |  |  | REM
| - | #N/A | #N/A | #N/A | Material Claiming | 0 |  |  | #N/A |  |  |  | 0 |  |  | SLM |  |  | REM
| - | #N/A | #N/A | #N/A | Material Claiming | 0 |  |  | #N/A |  |  |  | 0 |  |  | SLM |  |  | REM
| - | #N/A | #N/A | #N/A | Material Claiming | 0 |  |  | #N/A |  |  |  | 0 |  |  | SLM |  |  | REM
| - | #N/A | #N/A | #N/A | Material Claiming | 0 |  |  | #N/A |  |  |  | 0 |  |  | SLM |  |  | REM
| - | #N/A | #N/A | #N/A | Material Claiming | 0 |  |  | #N/A |  |  |  | 0 |  |  | SLM |  |  | REM
| - | #N/A | #N/A | #N/A | Material Claiming | 0 |  |  | #N/A |  |  |  | 0 |  |  | SLM |  |  | REM
| - | #N/A | #N/A | #N/A | Material Claiming | 0 |  |  | #N/A |  |  |  | 0 |  |  | SLM |  |  | REM
| - | #N/A | #N/A | #N/A | Material Claiming | 0 |  |  | #N/A |  |  |  | 0 |  |  | SLM |  |  | REM
| - | #N/A | #N/A | #N/A | Material Claiming | 0 |  |  | #N/A |  |  |  | 0 |  |  | SLM |  |  | REM
| - | #N/A | #N/A | #N/A | Material Claiming | 0 |  |  | #N/A |  |  |  | 0 |  |  | SLM |  |  | REM
| - | #N/A | #N/A | #N/A | Material Claiming | 0 |  |  | #N/A |  |  |  | 0 |  |  | SLM |  |  | REM
| - | #N/A | #N/A | #N/A | Material Claiming | 0 |  |  | #N/A |  |  |  | 0 |  |  | SLM |  |  | REM
| - | #N/A | #N/A | #N/A | Material Claiming | 0 |  |  | #N/A |  |  |  | 0 |  |  | SLM |  |  | REM
| - | #N/A | #N/A | #N/A | Material Claiming | 0 |  |  | #N/A |  |  |  | 0 |  |  | SLM |  |  | REM
| - | #N/A | #N/A | #N/A | Material Claiming | 0 |  |  | #N/A |  |  |  | 0 |  |  | SLM |  |  | REM
| - | #N/A | #N/A | #N/A | Material Claiming | 0 |  |  | #N/A |  |  |  | 0 |  |  | SLM |  |  | REM
| - | #N/A | #N/A | #N/A | Material Claiming | 0 |  |  | #N/A |  |  |  | 0 |  |  | SLM |  |  | REM
| - | #N/A | #N/A | #N/A | Material Claiming | 0 |  |  | #N/A |  |  |  | 0 |  |  | SLM |  |  | REM
| - | #N/A | #N/A | #N/A | Material Claiming | 0 |  |  | #N/A |  |  |  | 0 |  |  | SLM |  |  | REM
| - | #N/A | #N/A | #N/A | Material Claiming | 0 |  |  | #N/A |  |  |  | 0 |  |  | SLM |  |  | REM
| - | #N/A | #N/A | #N/A | Material Claiming | 0 |  |  | #N/A |  |  |  | 0 |  |  | SLM |  |  | REM
| - | #N/A | #N/A | #N/A | Material Claiming | 0 |  |  | #N/A |  |  |  | 0 |  |  | SLM |  |  | REM
| - | #N/A | #N/A | #N/A | Material Claiming | 0 |  |  | #N/A |  |  |  | 0 |  |  | SLM |  |  | REM
| - | #N/A | #N/A | #N/A | Material Claiming | 0 |  |  | #N/A |  |  |  | 0 |  |  | SLM |  |  | REM
| - | #N/A | #N/A | #N/A | Material Claiming | 0 |  |  | #N/A |  |  |  | 0 |  |  | SLM |  |  | REM
| - | #N/A | #N/A | #N/A | Material Claiming | 0 |  |  | #N/A |  |  |  | 0 |  |  | SLM |  |  | REM
| - | #N/A | #N/A | #N/A | Material Claiming | 0 |  |  | #N/A |  |  |  | 0 |  |  | SLM |  |  | REM
| - | #N/A | #N/A | #N/A | Material Claiming | 0 |  |  | #N/A |  |  |  | 0 |  |  | SLM |  |  | REM
| - | #N/A | #N/A | #N/A | Material Claiming | 0 |  |  | #N/A |  |  |  | 0 |  |  | SLM |  |  | REM
| - | #N/A | #N/A | #N/A | Material Claiming | 0 |  |  | #N/A |  |  |  | 0 |  |  | SLM |  |  | REM
| - | #N/A | #N/A | #N/A | Material Claiming | 0 |  |  | #N/A |  |  |  | 0 |  |  | SLM |  |  | REM
| - | #N/A | #N/A | #N/A | Material Claiming | 0 |  |  | #N/A |  |  |  | 0 |  |  | SLM |  |  | REM
| - | #N/A | #N/A | #N/A | Material Claiming | 0 |  |  | #N/A |  |  |  | 0 |  |  | SLM |  |  | REM
| - | #N/A | #N/A | #N/A | Material Claiming | 0 |  |  | #N/A |  |  |  | 0 |  |  | SLM |  |  | REM
| - | #N/A | #N/A | #N/A | Material Claiming | 0 |  |  | #N/A |  |  |  | 0 |  |  | SLM |  |  | REM
| - | #N/A | #N/A | #N/A | Material Claiming | 0 |  |  | #N/A |  |  |  | 0 |  |  | SLM |  |  | REM
| - | #N/A | #N/A | #N/A | Material Claiming | 0 |  |  | #N/A |  |  |  | 0 |  |  | SLM |  |  | REM
| - | #N/A | #N/A | #N/A | Material Claiming | 0 |  |  | #N/A |  |  |  | 0 |  |  | SLM |  |  | REM
| - | #N/A | #N/A | #N/A | Material Claiming | 0 |  |  | #N/A |  |  |  | 0 |  |  | SLM |  |  | REM
| - | #N/A | #N/A | #N/A | Material Claiming | 0 |  |  | #N/A |  |  |  | 0 |  |  | SLM |  |  | REM
| - | #N/A | #N/A | #N/A | Material Claiming | 0 |  |  | #N/A |  |  |  | 0 |  |  | SLM |  |  | REM
| - | #N/A | #N/A | #N/A | Material Claiming | 0 |  |  | #N/A |  |  |  | 0 |  |  | SLM |  |  | REM
| - | #N/A | #N/A | #N/A | Material Claiming | 0 |  |  | #N/A |  |  |  | 0 |  |  | SLM |  |  | REM
| - | #N/A | #N/A | #N/A | Material Claiming | 0 |  |  | #N/A |  |  |  | 0 |  |  | SLM |  |  | REM
| - | #N/A | #N/A | #N/A | Material Claiming | 0 |  |  | #N/A |  |  |  | 0 |  |  | SLM |  |  | REM
| - | #N/A | #N/A | #N/A | Material Claiming | 0 |  |  | #N/A |  |  |  | 0 |  |  | SLM |  |  | REM
| - | #N/A | #N/A | #N/A | Material Claiming | 0 |  |  | #N/A |  |  |  | 0 |  |  | SLM |  |  | REM
| - | #N/A | #N/A | #N/A | Material Claiming | 0 |  |  | #N/A |  |  |  | 0 |  |  | SLM |  |  | REM
| - | #N/A | #N/A | #N/A | Material Claiming | 0 |  |  | #N/A |  |  |  | 0 |  |  | SLM |  |  | REM
| - | #N/A | #N/A | #N/A | Material Claiming | 0 |  |  | #N/A |  |  |  | 0 |  |  | SLM |  |  | REM
| - | #N/A | #N/A | #N/A | Material Claiming | 0 |  |  | #N/A |  |  |  | 0 |  |  | SLM |  |  | REM
| - | #N/A | #N/A | #N/A | Material Claiming | 0 |  |  | #N/A |  |  |  | 0 |  |  | SLM |  |  | REM
| - | #N/A | #N/A | #N/A | Material Claiming | 0 |  |  | #N/A |  |  |  | 0 |  |  | SLM |  |  | REM
| - | #N/A | #N/A | #N/A | Material Claiming | 0 |  |  | #N/A |  |  |  | 0 |  |  | SLM |  |  | REM
| - | #N/A | #N/A | #N/A | Material Claiming | 0 |  |  | #N/A |  |  |  | 0 |  |  | SLM |  |  | REM
| - | #N/A | #N/A | #N/A | Material Claiming | 0 |  |  | #N/A |  |  |  | 0 |  |  | SLM |  |  | REM
| - | #N/A | #N/A | #N/A | Material Claiming | 0 |  |  | #N/A |  |  |  | 0 |  |  | SLM |  |  | REM
| - | #N/A | #N/A | #N/A | Material Claiming | 0 |  |  | #N/A |  |  |  | 0 |  |  | SLM |  |  | REM
| - | #N/A | #N/A | #N/A | Material Claiming | 0 |  |  | #N/A |  |  |  | 0 |  |  | SLM |  |  | REM
| - | #N/A | #N/A | #N/A | Material Claiming | 0 |  |  | #N/A |  |  |  | 0 |  |  | SLM |  |  | REM
| - | #N/A | #N/A | #N/A | Material Claiming | 0 |  |  | #N/A |  |  |  | 0 |  |  | SLM |  |  | REM
| - | #N/A | #N/A | #N/A | Material Claiming | 0 |  |  | #N/A |  |  |  | 0 |  |  | SLM |  |  | REM
| - | #N/A | #N/A | #N/A | Material Claiming | 0 |  |  | #N/A |  |  |  | 0 |  |  | SLM |  |  | REM
| - | #N/A | #N/A | #N/A | Material Claiming | 0 |  |  | #N/A |  |  |  | 0 |  |  | SLM |  |  | REM
| - | #N/A | #N/A | #N/A | Material Claiming | 0 |  |  | #N/A |  |  |  | 0 |  |  | SLM |  |  | REM
| - | #N/A | #N/A | #N/A | Material Claiming | 0 |  |  | #N/A |  |  |  | 0 |  |  | SLM |  |  | REM
| - | #N/A | #N/A | #N/A | Material Claiming | 0 |  |  | #N/A |  |  |  | 0 |  |  | SLM |  |  | REM
| - | #N/A | #N/A | #N/A | Material Claiming | 0 |  |  | #N/A |  |  |  | 0 |  |  | SLM |  |  | REM
| - | #N/A | #N/A | #N/A | Material Claiming | 0 |  |  | #N/A |  |  |  | 0 |  |  | SLM |  |  | REM
| - | #N/A | #N/A | #N/A | Material Claiming | 0 |  |  | #N/A |  |  |  | 0 |  |  | SLM |  |  | REM
| - | #N/A | #N/A | #N/A | Material Claiming | 0 |  |  | #N/A |  |  |  | 0 |  |  | SLM |  |  | REM
| - | #N/A | #N/A | #N/A | Material Claiming | 0 |  |  | #N/A |  |  |  | 0 |  |  | SLM |  |  | REM
| - | #N/A | #N/A | #N/A | Material Claiming | 0 |  |  | #N/A |  |  |  | 0 |  |  | SLM |  |  | REM
| - | #N/A | #N/A | #N/A | Material Claiming | 0 |  |  | #N/A |  |  |  | 0 |  |  | SLM |  |  | REM
| - | #N/A | #N/A | #N/A | Material Claiming | 0 |  |  | #N/A |  |  |  | 0 |  |  | SLM |  |  | REM
| - | #N/A | #N/A | #N/A | Material Claiming | 0 |  |  | #N/A |  |  |  | 0 |  |  | SLM |  |  | REM
| - | #N/A | #N/A | #N/A | Material Claiming | 0 |  |  | #N/A |  |  |  | 0 |  |  | SLM |  |  | REM
| - | #N/A | #N/A | #N/A | Material Claiming | 0 |  |  | #N/A |  |  |  | 0 |  |  | SLM |  |  | REM
| - | #N/A | #N/A | #N/A | Material Claiming | 0 |  |  | #N/A |  |  |  | 0 |  |  | SLM |  |  | REM
| - | #N/A | #N/A | #N/A | Material Claiming | 0 |  |  | #N/A |  |  |  | 0 |  |  | SLM |  |  | REM
| - | #N/A | #N/A | #N/A | Material Claiming | 0 |  |  | #N/A |  |  |  | 0 |  |  | SLM |  |  | REM
| - | #N/A | #N/A | #N/A | Material Claiming | 0 |  |  | #N/A |  |  |  | 0 |  |  | SLM |  |  | REM
| - | #N/A | #N/A | #N/A | Material Claiming | 0 |  |  | #N/A |  |  |  | 0 |  |  | SLM |  |  | REM
| - | #N/A | #N/A | #N/A | Material Claiming | 0 |  |  | #N/A |  |  |  | 0 |  |  | SLM |  |  | REM
| - | #N/A | #N/A | #N/A | Material Claiming | 0 |  |  | #N/A |  |  |  | 0 |  |  | SLM |  |  | REM
| - | #N/A | #N/A | #N/A | Material Claiming | 0 |  |  | #N/A |  |  |  | 0 |  |  | SLM |  |  | REM
| - | #N/A | #N/A | #N/A | Material Claiming | 0 |  |  | #N/A |  |  |  | 0 |  |  | SLM |  |  | REM
| - | #N/A | #N/A | #N/A | Material Claiming | 0 |  |  | #N/A |  |  |  | 0 |  |  | SLM |  |  | REM
| - | #N/A | #N/A | #N/A | Material Claiming | 0 |  |  | #N/A |  |  |  | 0 |  |  | SLM |  |  | REM
| - | #N/A | #N/A | #N/A | Material Claiming | 0 |  |  | #N/A |  |  |  | 0 |  |  | SLM |  |  | REM
| - | #N/A | #N/A | #N/A | Material Claiming | 0 |  |  | #N/A |  |  |  | 0 |  |  | SLM |  |  | REM
| - | #N/A | #N/A | #N/A | Material Claiming | 0 |  |  | #N/A |  |  |  | 0 |  |  | SLM |  |  | REM
| - | #N/A | #N/A | #N/A | Material Claiming | 0 |  |  | #N/A |  |  |  | 0 |  |  | SLM |  |  | REM
| - | #N/A | #N/A | #N/A | Material Claiming | 0 |  |  | #N/A |  |  |  | 0 |  |  | SLM |  |  | REM
| - | #N/A | #N/A | #N/A | Material Claiming | 0 |  |  | #N/A |  |  |  | 0 |  |  | SLM |  |  | REM
| - | #N/A | #N/A | #N/A | Material Claiming | 0 |  |  | #N/A |  |  |  | 0 |  |  | SLM |  |  | REM
| - | #N/A | #N/A | #N/A | Material Claiming | 0 |  |  | #N/A |  |  |  | 0 |  |  | SLM |  |  | REM
| - | #N/A | #N/A | #N/A | Material Claiming | 0 |  |  | #N/A |  |  |  | 0 |  |  | SLM |  |  | REM
| - | #N/A | #N/A | #N/A | Material Claiming | 0 |  |  | #N/A |  |  |  | 0 |  |  | SLM |  |  | REM
| - | #N/A | #N/A | #N/A | Material Claiming | 0 |  |  | #N/A |  |  |  | 0 |  |  | SLM |  |  | REM
| - | #N/A | #N/A | #N/A | Material Claiming | 0 |  |  | #N/A |  |  |  | 0 |  |  | SLM |  |  | REM
| - | #N/A | #N/A | #N/A | Material Claiming | 0 |  |  | #N/A |  |  |  | 0 |  |  | SLM |  |  | REM
| - | #N/A | #N/A | #N/A | Material Claiming | 0 |  |  | #N/A |  |  |  | 0 |  |  | SLM |  |  | REM
| - | #N/A | #N/A | #N/A | Material Claiming | 0 |  |  | #N/A |  |  |  | 0 |  |  | SLM |  |  | REM
| - | #N/A | #N/A | #N/A | Material Claiming | 0 |  |  | #N/A |  |  |  | 0 |  |  | SLM |  |  | REM
| - | #N/A | #N/A | #N/A | Material Claiming | 0 |  |  | #N/A |  |  |  | 0 |  |  | SLM |  |  | REM
| - | #N/A | #N/A | #N/A | Material Claiming | 0 |  |  | #N/A |  |  |  | 0 |  |  | SLM |  |  | REM
| - | #N/A | #N/A | #N/A | Material Claiming | 0 |  |  | #N/A |  |  |  | 0 |  |  | SLM |  |  | REM
| - | #N/A | #N/A | #N/A | Material Claiming | 0 |  |  | #N/A |  |  |  | 0 |  |  | SLM |  |  | REM
| - | #N/A | #N/A | #N/A | Material Claiming | 0 |  |  | #N/A |  |  |  | 0 |  |  | SLM |  |  | REM
| - | #N/A | #N/A | #N/A | Material Claiming | 0 |  |  | #N/A |  |  |  | 0 |  |  | SLM |  |  | REM
| - | #N/A | #N/A | #N/A | Material Claiming | 0 |  |  | #N/A |  |  |  | 0 |  |  | SLM |  |  | REM
| - | #N/A | #N/A | #N/A | Material Claiming | 0 |  |  | #N/A |  |  |  | 0 |  |  | SLM |  |  | REM
| - | #N/A | #N/A | #N/A | Material Claiming | 0 |  |  | #N/A |  |  |  | 0 |  |  | SLM |  |  | REM
| - | #N/A | #N/A | #N/A | Material Claiming | 0 |  |  | #N/A |  |  |  | 0 |  |  | SLM |  |  | REM
| - | #N/A | #N/A | #N/A | Material Claiming | 0 |  |  | #N/A |  |  |  | 0 |  |  | SLM |  |  | REM
| - | #N/A | #N/A | #N/A | Material Claiming | 0 |  |  | #N/A |  |  |  | 0 |  |  | SLM |  |  | REM
| - | #N/A | #N/A | #N/A | Material Claiming | 0 |  |  | #N/A |  |  |  | 0 |  |  | SLM |  |  | REM
| - | #N/A | #N/A | #N/A | Material Claiming | 0 |  |  | #N/A |  |  |  | 0 |  |  | SLM |  |  | REM
| - | #N/A | #N/A | #N/A | Material Claiming | 0 |  |  | #N/A |  |  |  | 0 |  |  | SLM |  |  | REM
| - | #N/A | #N/A | #N/A | Material Claiming | 0 |  |  | #N/A |  |  |  | 0 |  |  | SLM |  |  | REM
| - | #N/A | #N/A | #N/A | Material Claiming | 0 |  |  | #N/A |  |  |  | 0 |  |  | SLM |  |  | REM
| - | #N/A | #N/A | #N/A | Material Claiming | 0 |  |  | #N/A |  |  |  | 0 |  |  | SLM |  |  | REM
| - | #N/A | #N/A | #N/A | Material Claiming | 0 |  |  | #N/A |  |  |  | 0 |  |  | SLM |  |  | REM
| - | #N/A | #N/A | #N/A | Material Claiming | 0 |  |  | #N/A |  |  |  | 0 |  |  | SLM |  |  | REM
| - | #N/A | #N/A | #N/A | Material Claiming | 0 |  |  | #N/A |  |  |  | 0 |  |  | SLM |  |  | REM
| - | #N/A | #N/A | #N/A | Material Claiming | 0 |  |  | #N/A |  |  |  | 0 |  |  | SLM |  |  | REM
| - | #N/A | #N/A | #N/A | Material Claiming | 0 |  |  | #N/A |  |  |  | 0 |  |  | SLM |  |  | REM
| - | #N/A | #N/A | #N/A | Material Claiming | 0 |  |  | #N/A |  |  |  | 0 |  |  | SLM |  |  | REM
| - | #N/A | #N/A | #N/A | Material Claiming | 0 |  |  | #N/A |  |  |  | 0 |  |  | SLM |  |  | REM
| - | #N/A | #N/A | #N/A | Material Claiming | 0 |  |  | #N/A |  |  |  | 0 |  |  | SLM |  |  | REM
| - | #N/A | #N/A | #N/A | Material Claiming | 0 |  |  | #N/A |  |  |  | 0 |  |  | SLM |  |  | REM
| - | #N/A | #N/A | #N/A | Material Claiming | 0 |  |  | #N/A |  |  |  | 0 |  |  | SLM |  |  | REM
| - | #N/A | #N/A | #N/A | Material Claiming | 0 |  |  | #N/A |  |  |  | 0 |  |  | SLM |  |  | REM
| - | #N/A | #N/A | #N/A | Material Claiming | 0 |  |  | #N/A |  |  |  | 0 |  |  | SLM |  |  | REM
| - | #N/A | #N/A | #N/A | Material Claiming | 0 |  |  | #N/A |  |  |  | 0 |  |  | SLM |  |  | REM
| - | #N/A | #N/A | #N/A | Material Claiming | 0 |  |  | #N/A |  |  |  | 0 |  |  | SLM |  |  | REM
| - | #N/A | #N/A | #N/A | Material Claiming | 0 |  |  | #N/A |  |  |  | 0 |  |  | SLM |  |  | REM
| - | #N/A | #N/A | #N/A | Material Claiming | 0 |  |  | #N/A |  |  |  | 0 |  |  | SLM |  |  | REM
| - | #N/A | #N/A | #N/A | Material Claiming | 0 |  |  | #N/A |  |  |  | 0 |  |  | SLM |  |  | REM
| - | #N/A | #N/A | #N/A | Material Claiming | 0 |  |  | #N/A |  |  |  | 0 |  |  | SLM |  |  | REM
| - | #N/A | #N/A | #N/A | Material Claiming | 0 |  |  | #N/A |  |  |  | 0 |  |  | SLM |  |  | REM
| - | #N/A | #N/A | #N/A | Material Claiming | 0 |  |  | #N/A |  |  |  | 0 |  |  | SLM |  |  | REM
| - | #N/A | #N/A | #N/A | Material Claiming | 0 |  |  | #N/A |  |  |  | 0 |  |  | SLM |  |  | REM
| - | #N/A | #N/A | #N/A | Material Claiming | 0 |  |  | #N/A |  |  |  | 0 |  |  | SLM |  |  | REM
| - | #N/A | #N/A | #N/A | Material Claiming | 0 |  |  | #N/A |  |  |  | 0 |  |  | SLM |  |  | REM
| - | #N/A | #N/A | #N/A | Material Claiming | 0 |  |  | #N/A |  |  |  | 0 |  |  | SLM |  |  | REM
| - | #N/A | #N/A | #N/A | Material Claiming | 0 |  |  | #N/A |  |  |  | 0 |  |  | SLM |  |  | REM
| - | #N/A | #N/A | #N/A | Material Claiming | 0 |  |  | #N/A |  |  |  | 0 |  |  | SLM |  |  | REM
| - | #N/A | #N/A | #N/A | Material Claiming | 0 |  |  | #N/A |  |  |  | 0 |  |  | SLM |  |  | REM
| - | #N/A | #N/A | #N/A | Material Claiming | 0 |  |  | #N/A |  |  |  | 0 |  |  | SLM |  |  | REM
| - | #N/A | #N/A | #N/A | Material Claiming | 0 |  |  | #N/A |  |  |  | 0 |  |  | SLM |  |  | REM
| - | #N/A | #N/A | #N/A | Material Claiming | 0 |  |  | #N/A |  |  |  | 0 |  |  | SLM |  |  | REM
| - | #N/A | #N/A | #N/A | Material Claiming | 0 |  |  | #N/A |  |  |  | 0 |  |  | SLM |  |  | REM
| - | #N/A | #N/A | #N/A | Material Claiming | 0 |  |  | #N/A |  |  |  | 0 |  |  | SLM |  |  | REM
| - | #N/A | #N/A | #N/A | Material Claiming | 0 |  |  | #N/A |  |  |  | 0 |  |  | SLM |  |  | REM
| - | #N/A | #N/A | #N/A | Material Claiming | 0 |  |  | #N/A |  |  |  | 0 |  |  | SLM |  |  | REM
| - | #N/A | #N/A | #N/A | Material Claiming | 0 |  |  | #N/A |  |  |  | 0 |  |  | SLM |  |  | REM
| - | #N/A | #N/A | #N/A | Material Claiming | 0 |  |  | #N/A |  |  |  | 0 |  |  | SLM |  |  | REM
| - | #N/A | #N/A | #N/A | Material Claiming | 0 |  |  | #N/A |  |  |  | 0 |  |  | SLM |  |  | REM
| - | #N/A | #N/A | #N/A | Material Claiming | 0 |  |  | #N/A |  |  |  | 0 |  |  | SLM |  |  | REM
| - | #N/A | #N/A | #N/A | Material Claiming | 0 |  |  | #N/A |  |  |  | 0 |  |  | SLM |  |  | REM
| - | #N/A | #N/A | #N/A | Material Claiming | 0 |  |  | #N/A |  |  |  | 0 |  |  | SLM |  |  | REM
| - | #N/A | #N/A | #N/A | Material Claiming | 0 |  |  | #N/A |  |  |  | 0 |  |  | SLM |  |  | REM
| - | #N/A | #N/A | #N/A | Material Claiming | 0 |  |  | #N/A |  |  |  | 0 |  |  | SLM |  |  | REM
| - | #N/A | #N/A | #N/A | Material Claiming | 0 |  |  | #N/A |  |  |  | 0 |  |  | SLM |  |  | REM
| - | #N/A | #N/A | #N/A | Material Claiming | 0 |  |  | #N/A |  |  |  | 0 |  |  | SLM |  |  | REM
| - | #N/A | #N/A | #N/A | Material Claiming | 0 |  |  | #N/A |  |  |  | 0 |  |  | SLM |  |  | REM
| - | #N/A | #N/A | #N/A | Material Claiming | 0 |  |  | #N/A |  |  |  | 0 |  |  | SLM |  |  | REM
| - | #N/A | #N/A | #N/A | Material Claiming | 0 |  |  | #N/A |  |  |  | 0 |  |  | SLM |  |  | REM
| - | #N/A | #N/A | #N/A | Material Claiming | 0 |  |  | #N/A |  |  |  | 0 |  |  | SLM |  |  | REM
| - | #N/A | #N/A | #N/A | Material Claiming | 0 |  |  | #N/A |  |  |  | 0 |  |  | SLM |  |  | REM
| - | #N/A | #N/A | #N/A | Material Claiming | 0 |  |  | #N/A |  |  |  | 0 |  |  | SLM |  |  | REM
| - | #N/A | #N/A | #N/A | Material Claiming | 0 |  |  | #N/A |  |  |  | 0 |  |  | SLM |  |  | REM
| - | #N/A | #N/A | #N/A | Material Claiming | 0 |  |  | #N/A |  |  |  | 0 |  |  | SLM |  |  | REM
| - | #N/A | #N/A | #N/A | Material Claiming | 0 |  |  | #N/A |  |  |  | 0 |  |  | SLM |  |  | REM
| - | #N/A | #N/A | #N/A | Material Claiming | 0 |  |  | #N/A |  |  |  | 0 |  |  | SLM |  |  | REM
| - | #N/A | #N/A | #N/A | Material Claiming | 0 |  |  | #N/A |  |  |  | 0 |  |  | SLM |  |  | REM
| - | #N/A | #N/A | #N/A | Material Claiming | 0 |  |  | #N/A |  |  |  | 0 |  |  | SLM |  |  | REM
| - | #N/A | #N/A | #N/A | Material Claiming | 0 |  |  | #N/A |  |  |  | 0 |  |  | SLM |  |  | REM
| - | #N/A | #N/A | #N/A | Material Claiming | 0 |  |  | #N/A |  |  |  | 0 |  |  | SLM |  |  | REM
| - | #N/A | #N/A | #N/A | Material Claiming | 0 |  |  | #N/A |  |  |  | 0 |  |  | SLM |  |  | REM
| - | #N/A | #N/A | #N/A | Material Claiming | 0 |  |  | #N/A |  |  |  | 0 |  |  | SLM |  |  | REM
| - | #N/A | #N/A | #N/A | Material Claiming | 0 |  |  | #N/A |  |  |  | 0 |  |  | SLM |  |  | REM
| - | #N/A | #N/A | #N/A | Material Claiming | 0 |  |  | #N/A |  |  |  | 0 |  |  | SLM |  |  | REM
| - | #N/A | #N/A | #N/A | Material Claiming | 0 |  |  | #N/A |  |  |  | 0 |  |  | SLM |  |  | REM
| - | #N/A | #N/A | #N/A | Material Claiming | 0 |  |  | #N/A |  |  |  | 0 |  |  | SLM |  |  | REM
| - | #N/A | #N/A | #N/A | Material Claiming | 0 |  |  | #N/A |  |  |  | 0 |  |  | SLM |  |  | REM
| - | #N/A | #N/A | #N/A | Material Claiming | 0 |  |  | #N/A |  |  |  | 0 |  |  | SLM |  |  | REM
| - | #N/A | #N/A | #N/A | Material Claiming | 0 |  |  | #N/A |  |  |  | 0 |  |  | SLM |  |  | REM
| - | #N/A | #N/A | #N/A | Material Claiming | 0 |  |  | #N/A |  |  |  | 0 |  |  | SLM |  |  | REM
| - | #N/A | #N/A | #N/A | Material Claiming | 0 |  |  | #N/A |  |  |  | 0 |  |  | SLM |  |  | REM
| - | #N/A | #N/A | #N/A | Material Claiming | 0 |  |  | #N/A |  |  |  | 0 |  |  | SLM |  |  | REM
| - | #N/A | #N/A | #N/A | Material Claiming | 0 |  |  | #N/A |  |  |  | 0 |  |  | SLM |  |  | REM
| - | #N/A | #N/A | #N/A | Material Claiming | 0 |  |  | #N/A |  |  |  | 0 |  |  | SLM |  |  | REM
| - | #N/A | #N/A | #N/A | Material Claiming | 0 |  |  | #N/A |  |  |  | 0 |  |  | SLM |  |  | REM
| - | #N/A | #N/A | #N/A | Material Claiming | 0 |  |  | #N/A |  |  |  | 0 |  |  | SLM |  |  | REM
| - | #N/A | #N/A | #N/A | Material Claiming | 0 |  |  | #N/A |  |  |  | 0 |  |  | SLM |  |  | REM
| - | #N/A | #N/A | #N/A | Material Claiming | 0 |  |  | #N/A |  |  |  | 0 |  |  | SLM |  |  | REM
| - | #N/A | #N/A | #N/A | Material Claiming | 0 |  |  | #N/A |  |  |  | 0 |  |  | SLM |  |  | REM
| - | #N/A | #N/A | #N/A | Material Claiming | 0 |  |  | #N/A |  |  |  | 0 |  |  | SLM |  |  | REM
| - | #N/A | #N/A | #N/A | Material Claiming | 0 |  |  | #N/A |  |  |  | 0 |  |  | SLM |  |  | REM
| - | #N/A | #N/A | #N/A | Material Claiming | 0 |  |  | #N/A |  |  |  | 0 |  |  | SLM |  |  | REM
| - | #N/A | #N/A | #N/A | Material Claiming | 0 |  |  | #N/A |  |  |  | 0 |  |  | SLM |  |  | REM
| - | #N/A | #N/A | #N/A | Material Claiming | 0 |  |  | #N/A |  |  |  | 0 |  |  | SLM |  |  | REM
| - | #N/A | #N/A | #N/A | Material Claiming | 0 |  |  | #N/A |  |  |  | 0 |  |  | SLM |  |  | REM
| - | #N/A | #N/A | #N/A | Material Claiming | 0 |  |  | #N/A |  |  |  | 0 |  |  | SLM |  |  | REM
| - | #N/A | #N/A | #N/A | Material Claiming | 0 |  |  | #N/A |  |  |  | 0 |  |  | SLM |  |  | REM
| - | #N/A | #N/A | #N/A | Material Claiming | 0 |  |  | #N/A |  |  |  | 0 |  |  | SLM |  |  | REM
| - | #N/A | #N/A | #N/A | Material Claiming | 0 |  |  | #N/A |  |  |  | 0 |  |  | SLM |  |  | REM
| - | #N/A | #N/A | #N/A | Material Claiming | 0 |  |  | #N/A |  |  |  | 0 |  |  | SLM |  |  | REM
| - | #N/A | #N/A | #N/A | Material Claiming | 0 |  |  | #N/A |  |  |  | 0 |  |  | SLM |  |  | REM
| - | #N/A | #N/A | #N/A | Material Claiming | 0 |  |  | #N/A |  |  |  | 0 |  |  | SLM |  |  | REM
| - | #N/A | #N/A | #N/A | Material Claiming | 0 |  |  | #N/A |  |  |  | 0 |  |  | SLM |  |  | REM
| - | #N/A | #N/A | #N/A | Material Claiming | 0 |  |  | #N/A |  |  |  | 0 |  |  | SLM |  |  | REM
| - | #N/A | #N/A | #N/A | Material Claiming | 0 |  |  | #N/A |  |  |  | 0 |  |  | SLM |  |  | REM
| - | #N/A | #N/A | #N/A | Material Claiming | 0 |  |  | #N/A |  |  |  | 0 |  |  | SLM |  |  | REM
| - | #N/A | #N/A | #N/A | Material Claiming | 0 |  |  | #N/A |  |  |  | 0 |  |  | SLM |  |  | REM
| - | #N/A | #N/A | #N/A | Material Claiming | 0 |  |  | #N/A |  |  |  | 0 |  |  | SLM |  |  | REM
| - | #N/A | #N/A | #N/A | Material Claiming | 0 |  |  | #N/A |  |  |  | 0 |  |  | SLM |  |  | REM
| - | #N/A | #N/A | #N/A | Material Claiming | 0 |  |  | #N/A |  |  |  | 0 |  |  | SLM |  |  | REM
| - | #N/A | #N/A | #N/A | Material Claiming | 0 |  |  | #N/A |  |  |  | 0 |  |  | SLM |  |  | REM
| - | #N/A | #N/A | #N/A | Material Claiming | 0 |  |  | #N/A |  |  |  | 0 |  |  | SLM |  |  | REM
| - | #N/A | #N/A | #N/A | Material Claiming | 0 |  |  | #N/A |  |  |  | 0 |  |  | SLM |  |  | REM
| - | #N/A | #N/A | #N/A | Material Claiming | 0 |  |  | #N/A |  |  |  | 0 |  |  | SLM |  |  | REM
| - | #N/A | #N/A | #N/A | Material Claiming | 0 |  |  | #N/A |  |  |  | 0 |  |  | SLM |  |  | REM
| - | #N/A | #N/A | #N/A | Material Claiming | 0 |  |  | #N/A |  |  |  | 0 |  |  | SLM |  |  | REM
| - | #N/A | #N/A | #N/A | Material Claiming | 0 |  |  | #N/A |  |  |  | 0 |  |  | SLM |  |  | REM
| - | #N/A | #N/A | #N/A | Material Claiming | 0 |  |  | #N/A |  |  |  | 0 |  |  | SLM |  |  | REM
| - | #N/A | #N/A | #N/A | Material Claiming | 0 |  |  | #N/A |  |  |  | 0 |  |  | SLM |  |  | REM
| - | #N/A | #N/A | #N/A | Material Claiming | 0 |  |  | #N/A |  |  |  | 0 |  |  | SLM |  |  | REM
| - | #N/A | #N/A | #N/A | Material Claiming | 0 |  |  | #N/A |  |  |  | 0 |  |  | SLM |  |  | REM
| - | #N/A | #N/A | #N/A | Material Claiming | 0 |  |  | #N/A |  |  |  | 0 |  |  | SLM |  |  | REM
| - | #N/A | #N/A | #N/A | Material Claiming | 0 |  |  | #N/A |  |  |  | 0 |  |  | SLM |  |  | REM
| - | #N/A | #N/A | #N/A | Material Claiming | 0 |  |  | #N/A |  |  |  | 0 |  |  | SLM |  |  | REM
| - | #N/A | #N/A | #N/A | Material Claiming | 0 |  |  | #N/A |  |  |  | 0 |  |  | SLM |  |  | REM
| - | #N/A | #N/A | #N/A | Material Claiming | 0 |  |  | #N/A |  |  |  | 0 |  |  | SLM |  |  | REM
| - | #N/A | #N/A | #N/A | Material Claiming | 0 |  |  | #N/A |  |  |  | 0 |  |  | SLM |  |  | REM
| - | #N/A | #N/A | #N/A | Material Claiming | 0 |  |  | #N/A |  |  |  | 0 |  |  | SLM |  |  | REM
| - | #N/A | #N/A | #N/A | Material Claiming | 0 |  |  | #N/A |  |  |  | 0 |  |  | SLM |  |  | REM
| - | #N/A | #N/A | #N/A | Material Claiming | 0 |  |  | #N/A |  |  |  | 0 |  |  | SLM |  |  | REM
| - | #N/A | #N/A | #N/A | Material Claiming | 0 |  |  | #N/A |  |  |  | 0 |  |  | SLM |  |  | REM
| - | #N/A | #N/A | #N/A | Material Claiming | 0 |  |  | #N/A |  |  |  | 0 |  |  | SLM |  |  | REM
| - | #N/A | #N/A | #N/A | Material Claiming | 0 |  |  | #N/A |  |  |  | 0 |  |  | SLM |  |  | REM
| - | #N/A | #N/A | #N/A | Material Claiming | 0 |  |  | #N/A |  |  |  | 0 |  |  | SLM |  |  | REM
| - | #N/A | #N/A | #N/A | Material Claiming | 0 |  |  | #N/A |  |  |  | 0 |  |  | SLM |  |  | REM
| - | #N/A | #N/A | #N/A | Material Claiming | 0 |  |  | #N/A |  |  |  | 0 |  |  | SLM |  |  | REM
| - | #N/A | #N/A | #N/A | Material Claiming | 0 |  |  | #N/A |  |  |  | 0 |  |  | SLM |  |  | REM
| - | #N/A | #N/A | #N/A | Material Claiming | 0 |  |  | #N/A |  |  |  | 0 |  |  | SLM |  |  | REM
| - | #N/A | #N/A | #N/A | Material Claiming | 0 |  |  | #N/A |  |  |  | 0 |  |  | SLM |  |  | REM
| - | #N/A | #N/A | #N/A | Material Claiming | 0 |  |  | #N/A |  |  |  | 0 |  |  | SLM |  |  | REM
| - | #N/A | #N/A | #N/A | Material Claiming | 0 |  |  | #N/A |  |  |  | 0 |  |  | SLM |  |  | REM
| - | #N/A | #N/A | #N/A | Material Claiming | 0 |  |  | #N/A |  |  |  | 0 |  |  | SLM |  |  | REM
| - | #N/A | #N/A | #N/A | Material Claiming | 0 |  |  | #N/A |  |  |  | 0 |  |  | SLM |  |  | REM
| - | #N/A | #N/A | #N/A | Material Claiming | 0 |  |  | #N/A |  |  |  | 0 |  |  | SLM |  |  | REM
| - | #N/A | #N/A | #N/A | Material Claiming | 0 |  |  | #N/A |  |  |  | 0 |  |  | SLM |  |  | REM
| - | #N/A | #N/A | #N/A | Material Claiming | 0 |  |  | #N/A |  |  |  | 0 |  |  | SLM |  |  | REM
| - | #N/A | #N/A | #N/A | Material Claiming | 0 |  |  | #N/A |  |  |  | 0 |  |  | SLM |  |  | REM
| - | #N/A | #N/A | #N/A | Material Claiming | 0 |  |  | #N/A |  |  |  | 0 |  |  | SLM |  |  | REM
| - | #N/A | #N/A | #N/A | Material Claiming | 0 |  |  | #N/A |  |  |  | 0 |  |  | SLM |  |  | REM
| - | #N/A | #N/A | #N/A | Material Claiming | 0 |  |  | #N/A |  |  |  | 0 |  |  | SLM |  |  | REM
| - | #N/A | #N/A | #N/A | Material Claiming | 0 |  |  | #N/A |  |  |  | 0 |  |  | SLM |  |  | REM
| - | #N/A | #N/A | #N/A | Material Claiming | 0 |  |  | #N/A |  |  |  | 0 |  |  | SLM |  |  | REM
| - | #N/A | #N/A | #N/A | Material Claiming | 0 |  |  | #N/A |  |  |  | 0 |  |  | SLM |  |  | REM
| - | #N/A | #N/A | #N/A | Material Claiming | 0 |  |  | #N/A |  |  |  | 0 |  |  | SLM |  |  | REM
| - | #N/A | #N/A | #N/A | Material Claiming | 0 |  |  | #N/A |  |  |  | 0 |  |  | SLM |  |  | REM
| - | #N/A | #N/A | #N/A | Material Claiming | 0 |  |  | #N/A |  |  |  | 0 |  |  | SLM |  |  | REM
| - | #N/A | #N/A | #N/A | Material Claiming | 0 |  |  | #N/A |  |  |  | 0 |  |  | SLM |  |  | REM
| - | #N/A | #N/A | #N/A | Material Claiming | 0 |  |  | #N/A |  |  |  | 0 |  |  | SLM |  |  | REM
| - | #N/A | #N/A | #N/A | Material Claiming | 0 |  |  | #N/A |  |  |  | 0 |  |  | SLM |  |  | REM
| - | #N/A | #N/A | #N/A | Material Claiming | 0 |  |  | #N/A |  |  |  | 0 |  |  | SLM |  |  | REM
| - | #N/A | #N/A | #N/A | Material Claiming | 0 |  |  | #N/A |  |  |  | 0 |  |  | SLM |  |  | REM
| - | #N/A | #N/A | #N/A | Material Claiming | 0 |  |  | #N/A |  |  |  | 0 |  |  | SLM |  |  | REM
| - | #N/A | #N/A | #N/A | Material Claiming | 0 |  |  | #N/A |  |  |  | 0 |  |  | SLM |  |  | REM
| - | #N/A | #N/A | #N/A | Material Claiming | 0 |  |  | #N/A |  |  |  | 0 |  |  | SLM |  |  | REM
| - | #N/A | #N/A | #N/A | Material Claiming | 0 |  |  | #N/A |  |  |  | 0 |  |  | SLM |  |  | REM
| - | #N/A | #N/A | #N/A | Material Claiming | 0 |  |  | #N/A |  |  |  | 0 |  |  | SLM |  |  | REM
| - | #N/A | #N/A | #N/A | Material Claiming | 0 |  |  | #N/A |  |  |  | 0 |  |  | SLM |  |  | REM
| - | #N/A | #N/A | #N/A | Material Claiming | 0 |  |  | #N/A |  |  |  | 0 |  |  | SLM |  |  | REM
| - | #N/A | #N/A | #N/A | Material Claiming | 0 |  |  | #N/A |  |  |  | 0 |  |  | SLM |  |  | REM
| - | #N/A | #N/A | #N/A | Material Claiming | 0 |  |  | #N/A |  |  |  | 0 |  |  | SLM |  |  | REM
| - | #N/A | #N/A | #N/A | Material Claiming | 0 |  |  | #N/A |  |  |  | 0 |  |  | SLM |  |  | REM
| - | #N/A | #N/A | #N/A | Material Claiming | 0 |  |  | #N/A |  |  |  | 0 |  |  | SLM |  |  | REM
| - | #N/A | #N/A | #N/A | Material Claiming | 0 |  |  | #N/A |  |  |  | 0 |  |  | SLM |  |  | REM
| - | #N/A | #N/A | #N/A | Material Claiming | 0 |  |  | #N/A |  |  |  | 0 |  |  | SLM |  |  | REM
| - | #N/A | #N/A | #N/A | Material Claiming | 0 |  |  | #N/A |  |  |  | 0 |  |  | SLM |  |  | REM
| - | #N/A | #N/A | #N/A | Material Claiming | 0 |  |  | #N/A |  |  |  | 0 |  |  | SLM |  |  | REM
| - | #N/A | #N/A | #N/A | Material Claiming | 0 |  |  | #N/A |  |  |  | 0 |  |  | SLM |  |  | REM
| - | #N/A | #N/A | #N/A | Material Claiming | 0 |  |  | #N/A |  |  |  | 0 |  |  | SLM |  |  | REM
| - | #N/A | #N/A | #N/A | Material Claiming | 0 |  |  | #N/A |  |  |  | 0 |  |  | SLM |  |  | REM
| - | #N/A | #N/A | #N/A | Material Claiming | 0 |  |  | #N/A |  |  |  | 0 |  |  | SLM |  |  | REM
| - | #N/A | #N/A | #N/A | Material Claiming | 0 |  |  | #N/A |  |  |  | 0 |  |  | SLM |  |  | REM
| - | #N/A | #N/A | #N/A | Material Claiming | 0 |  |  | #N/A |  |  |  | 0 |  |  | SLM |  |  | REM
| - | #N/A | #N/A | #N/A | Material Claiming | 0 |  |  | #N/A |  |  |  | 0 |  |  | SLM |  |  | REM
| - | #N/A | #N/A | #N/A | Material Claiming | 0 |  |  | #N/A |  |  |  | 0 |  |  | SLM |  |  | REM
| - | #N/A | #N/A | #N/A | Material Claiming | 0 |  |  | #N/A |  |  |  | 0 |  |  | SLM |  |  | REM
| - | #N/A | #N/A | #N/A | Material Claiming | 0 |  |  | #N/A |  |  |  | 0 |  |  | SLM |  |  | REM
| - | #N/A | #N/A | #N/A | Material Claiming | 0 |  |  | #N/A |  |  |  | 0 |  |  | SLM |  |  | REM
| - | #N/A | #N/A | #N/A | Material Claiming | 0 |  |  | #N/A |  |  |  | 0 |  |  | SLM |  |  | REM
| - | #N/A | #N/A | #N/A | Material Claiming | 0 |  |  | #N/A |  |  |  | 0 |  |  | SLM |  |  | REM
| - | #N/A | #N/A | #N/A | Material Claiming | 0 |  |  | #N/A |  |  |  | 0 |  |  | SLM |  |  | REM
| - | #N/A | #N/A | #N/A | Material Claiming | 0 |  |  | #N/A |  |  |  | 0 |  |  | SLM |  |  | REM
| - | #N/A | #N/A | #N/A | Material Claiming | 0 |  |  | #N/A |  |  |  | 0 |  |  | SLM |  |  | REM
| - | #N/A | #N/A | #N/A | Material Claiming | 0 |  |  | #N/A |  |  |  | 0 |  |  | SLM |  |  | REM
| - | #N/A | #N/A | #N/A | Material Claiming | 0 |  |  | #N/A |  |  |  | 0 |  |  | SLM |  |  | REM
| - | #N/A | #N/A | #N/A | Material Claiming | 0 |  |  | #N/A |  |  |  | 0 |  |  | SLM |  |  | REM
| - | #N/A | #N/A | #N/A | Material Claiming | 0 |  |  | #N/A |  |  |  | 0 |  |  | SLM |  |  | REM
| - | #N/A | #N/A | #N/A | Material Claiming | 0 |  |  | #N/A |  |  |  | 0 |  |  | SLM |  |  | REM
| - | #N/A | #N/A | #N/A | Material Claiming | 0 |  |  | #N/A |  |  |  | 0 |  |  | SLM |  |  | REM
| - | #N/A | #N/A | #N/A | Material Claiming | 0 |  |  | #N/A |  |  |  | 0 |  |  | SLM |  |  | REM
| - | #N/A | #N/A | #N/A | Material Claiming | 0 |  |  | #N/A |  |  |  | 0 |  |  | SLM |  |  | REM
| - | #N/A | #N/A | #N/A | Material Claiming | 0 |  |  | #N/A |  |  |  | 0 |  |  | SLM |  |  | REM
| - | #N/A | #N/A | #N/A | Material Claiming | 0 |  |  | #N/A |  |  |  | 0 |  |  | SLM |  |  | REM
| - | #N/A | #N/A | #N/A | Material Claiming | 0 |  |  | #N/A |  |  |  | 0 |  |  | SLM |  |  | REM
| - | #N/A | #N/A | #N/A | Material Claiming | 0 |  |  | #N/A |  |  |  | 0 |  |  | SLM |  |  | REM
| - | #N/A | #N/A | #N/A | Material Claiming | 0 |  |  | #N/A |  |  |  | 0 |  |  | SLM |  |  | REM
| - | #N/A | #N/A | #N/A | Material Claiming | 0 |  |  | #N/A |  |  |  | 0 |  |  | SLM |  |  | REM
| - | #N/A | #N/A | #N/A | Material Claiming | 0 |  |  | #N/A |  |  |  | 0 |  |  | SLM |  |  | REM
| - | #N/A | #N/A | #N/A | Material Claiming | 0 |  |  | #N/A |  |  |  | 0 |  |  | SLM |  |  | REM
| - | #N/A | #N/A | #N/A | Material Claiming | 0 |  |  | #N/A |  |  |  | 0 |  |  | SLM |  |  | REM
| - | #N/A | #N/A | #N/A | Material Claiming | 0 |  |  | #N/A |  |  |  | 0 |  |  | SLM |  |  | REM
| - | #N/A | #N/A | #N/A | Material Claiming | 0 |  |  | #N/A |  |  |  | 0 |  |  | SLM |  |  | REM
| - | #N/A | #N/A | #N/A | Material Claiming | 0 |  |  | #N/A |  |  |  | 0 |  |  | SLM |  |  | REM
| - | #N/A | #N/A | #N/A | Material Claiming | 0 |  |  | #N/A |  |  |  | 0 |  |  | SLM |  |  | REM
| - | #N/A | #N/A | #N/A | Material Claiming | 0 |  |  | #N/A |  |  |  | 0 |  |  | SLM |  |  | REM
| - | #N/A | #N/A | #N/A | Material Claiming | 0 |  |  | #N/A |  |  |  | 0 |  |  | SLM |  |  | REM
| - | #N/A | #N/A | #N/A | Material Claiming | 0 |  |  | #N/A |  |  |  | 0 |  |  | SLM |  |  | REM
| - | #N/A | #N/A | #N/A | Material Claiming | 0 |  |  | #N/A |  |  |  | 0 |  |  | SLM |  |  | REM
| - | #N/A | #N/A | #N/A | Material Claiming | 0 |  |  | #N/A |  |  |  | 0 |  |  | SLM |  |  | REM
| - | #N/A | #N/A | #N/A | Material Claiming | 0 |  |  | #N/A |  |  |  | 0 |  |  | SLM |  |  | REM
| - | #N/A | #N/A | #N/A | Material Claiming | 0 |  |  | #N/A |  |  |  | 0 |  |  | SLM |  |  | REM
| - | #N/A | #N/A | #N/A | Material Claiming | 0 |  |  | #N/A |  |  |  | 0 |  |  | SLM |  |  | REM
| - | #N/A | #N/A | #N/A | Material Claiming | 0 |  |  | #N/A |  |  |  | 0 |  |  | SLM |  |  | REM
| - | #N/A | #N/A | #N/A | Material Claiming | 0 |  |  | #N/A |  |  |  | 0 |  |  | SLM |  |  | REM
| - | #N/A | #N/A | #N/A | Material Claiming | 0 |  |  | #N/A |  |  |  | 0 |  |  | SLM |  |  | REM
| - | #N/A | #N/A | #N/A | Material Claiming | 0 |  |  | #N/A |  |  |  | 0 |  |  | SLM |  |  | REM
| - | #N/A | #N/A | #N/A | Material Claiming | 0 |  |  | #N/A |  |  |  | 0 |  |  | SLM |  |  | REM
| - | #N/A | #N/A | #N/A | Material Claiming | 0 |  |  | #N/A |  |  |  | 0 |  |  | SLM |  |  | REM
| - | #N/A | #N/A | #N/A | Material Claiming | 0 |  |  | #N/A |  |  |  | 0 |  |  | SLM |  |  | REM
| - | #N/A | #N/A | #N/A | Material Claiming | 0 |  |  | #N/A |  |  |  | 0 |  |  | SLM |  |  | REM
| - | #N/A | #N/A | #N/A | Material Claiming | 0 |  |  | #N/A |  |  |  | 0 |  |  | SLM |  |  | REM
| - | #N/A | #N/A | #N/A | Material Claiming | 0 |  |  | #N/A |  |  |  | 0 |  |  | SLM |  |  | REM
| - | #N/A | #N/A | #N/A | Material Claiming | 0 |  |  | #N/A |  |  |  | 0 |  |  | SLM |  |  | REM
| - | #N/A | #N/A | #N/A | Material Claiming | 0 |  |  | #N/A |  |  |  | 0 |  |  | SLM |  |  | REM
| - | #N/A | #N/A | #N/A | Material Claiming | 0 |  |  | #N/A |  |  |  | 0 |  |  | SLM |  |  | REM
| - | #N/A | #N/A | #N/A | Material Claiming | 0 |  |  | #N/A |  |  |  | 0 |  |  | SLM |  |  | REM
| - | #N/A | #N/A | #N/A | Material Claiming | 0 |  |  | #N/A |  |  |  | 0 |  |  | SLM |  |  | REM
| - | #N/A | #N/A | #N/A | Material Claiming | 0 |  |  | #N/A |  |  |  | 0 |  |  | SLM |  |  | REM
| - | #N/A | #N/A | #N/A | Material Claiming | 0 |  |  | #N/A |  |  |  | 0 |  |  | SLM |  |  | REM
| - | #N/A | #N/A | #N/A | Material Claiming | 0 |  |  | #N/A |  |  |  | 0 |  |  | SLM |  |  | REM
| - | #N/A | #N/A | #N/A | Material Claiming | 0 |  |  | #N/A |  |  |  | 0 |  |  | SLM |  |  | REM
| - | #N/A | #N/A | #N/A | Material Claiming | 0 |  |  | #N/A |  |  |  | 0 |  |  | SLM |  |  | REM
| - | #N/A | #N/A | #N/A | Material Claiming | 0 |  |  | #N/A |  |  |  | 0 |  |  | SLM |  |  | REM
| - | #N/A | #N/A | #N/A | Material Claiming | 0 |  |  | #N/A |  |  |  | 0 |  |  | SLM |  |  | REM
| - | #N/A | #N/A | #N/A | Material Claiming | 0 |  |  | #N/A |  |  |  | 0 |  |  | SLM |  |  | REM
| - | #N/A | #N/A | #N/A | Material Claiming | 0 |  |  | #N/A |  |  |  | 0 |  |  | SLM |  |  | REM
| - | #N/A | #N/A | #N/A | Material Claiming | 0 |  |  | #N/A |  |  |  | 0 |  |  | SLM |  |  | REM
| - | #N/A | #N/A | #N/A | Material Claiming | 0 |  |  | #N/A |  |  |  | 0 |  |  | SLM |  |  | REM
| - | #N/A | #N/A | #N/A | Material Claiming | 0 |  |  | #N/A |  |  |  | 0 |  |  | SLM |  |  | REM
| - | #N/A | #N/A | #N/A | Material Claiming | 0 |  |  | #N/A |  |  |  | 0 |  |  | SLM |  |  | REM
| - | #N/A | #N/A | #N/A | Material Claiming | 0 |  |  | #N/A |  |  |  | 0 |  |  | SLM |  |  | REM
| - | #N/A | #N/A | #N/A | Material Claiming | 0 |  |  | #N/A |  |  |  | 0 |  |  | SLM |  |  | REM
| - | #N/A | #N/A | #N/A | Material Claiming | 0 |  |  | #N/A |  |  |  | 0 |  |  | SLM |  |  | REM
| - | #N/A | #N/A | #N/A | Material Claiming | 0 |  |  | #N/A |  |  |  | 0 |  |  | SLM |  |  | REM
| - | #N/A | #N/A | #N/A | Material Claiming | 0 |  |  | #N/A |  |  |  | 0 |  |  | SLM |  |  | REM
| - | #N/A | #N/A | #N/A | Material Claiming | 0 |  |  | #N/A |  |  |  | 0 |  |  | SLM |  |  | REM
| - | #N/A | #N/A | #N/A | Material Claiming | 0 |  |  | #N/A |  |  |  | 0 |  |  | SLM |  |  | REM
| - | #N/A | #N/A | #N/A | Material Claiming | 0 |  |  | #N/A |  |  |  | 0 |  |  | SLM |  |  | REM
| - | #N/A | #N/A | #N/A | Material Claiming | 0 |  |  | #N/A |  |  |  | 0 |  |  | SLM |  |  | REM
| - | #N/A | #N/A | #N/A | Material Claiming | 0 |  |  | #N/A |  |  |  | 0 |  |  | SLM |  |  | REM
| - | #N/A | #N/A | #N/A | Material Claiming | 0 |  |  | #N/A |  |  |  | 0 |  |  | SLM |  |  | REM
| - | #N/A | #N/A | #N/A | Material Claiming | 0 |  |  | #N/A |  |  |  | 0 |  |  | SLM |  |  | REM
| - | #N/A | #N/A | #N/A | Material Claiming | 0 |  |  | #N/A |  |  |  | 0 |  |  | SLM |  |  | REM
| - | #N/A | #N/A | #N/A | Material Claiming | 0 |  |  | #N/A |  |  |  | 0 |  |  | SLM |  |  | REM
| - | #N/A | #N/A | #N/A | Material Claiming | 0 |  |  | #N/A |  |  |  | 0 |  |  | SLM |  |  | REM
| - | #N/A | #N/A | #N/A | Material Claiming | 0 |  |  | #N/A |  |  |  | 0 |  |  | SLM |  |  | REM
| - | #N/A | #N/A | #N/A | Material Claiming | 0 |  |  | #N/A |  |  |  | 0 |  |  | SLM |  |  | REM
| - | #N/A | #N/A | #N/A | Material Claiming | 0 |  |  | #N/A |  |  |  | 0 |  |  | SLM |  |  | REM
| - | #N/A | #N/A | #N/A | Material Claiming | 0 |  |  | #N/A |  |  |  | 0 |  |  | SLM |  |  | REM
| - | #N/A | #N/A | #N/A | Material Claiming | 0 |  |  | #N/A |  |  |  | 0 |  |  | SLM |  |  | REM
| - | #N/A | #N/A | #N/A | Material Claiming | 0 |  |  | #N/A |  |  |  | 0 |  |  | SLM |  |  | REM
| - | #N/A | #N/A | #N/A | Material Claiming | 0 |  |  | #N/A |  |  |  | 0 |  |  | SLM |  |  | REM
| - | #N/A | #N/A | #N/A | Material Claiming | 0 |  |  | #N/A |  |  |  | 0 |  |  | SLM |  |  | REM
| - | #N/A | #N/A | #N/A | Material Claiming | 0 |  |  | #N/A |  |  |  | 0 |  |  | SLM |  |  | REM
| - | #N/A | #N/A | #N/A | Material Claiming | 0 |  |  | #N/A |  |  |  | 0 |  |  | SLM |  |  | REM
| - | #N/A | #N/A | #N/A | Material Claiming | 0 |  |  | #N/A |  |  |  | 0 |  |  | SLM |  |  | REM
| - | #N/A | #N/A | #N/A | Material Claiming | 0 |  |  | #N/A |  |  |  | 0 |  |  | SLM |  |  | REM
| - | #N/A | #N/A | #N/A | Material Claiming | 0 |  |  | #N/A |  |  |  | 0 |  |  | SLM |  |  | REM
| - | #N/A | #N/A | #N/A | Material Claiming | 0 |  |  | #N/A |  |  |  | 0 |  |  | SLM |  |  | REM
| - | #N/A | #N/A | #N/A | Material Claiming | 0 |  |  | #N/A |  |  |  | 0 |  |  | SLM |  |  | REM
| - | #N/A | #N/A | #N/A | Material Claiming | 0 |  |  | #N/A |  |  |  | 0 |  |  | SLM |  |  | REM
| - | #N/A | #N/A | #N/A | Material Claiming | 0 |  |  | #N/A |  |  |  | 0 |  |  | SLM |  |  | REM
| - | #N/A | #N/A | #N/A | Material Claiming | 0 |  |  | #N/A |  |  |  | 0 |  |  | SLM |  |  | REM
| - | #N/A | #N/A | #N/A | Material Claiming | 0 |  |  | #N/A |  |  |  | 0 |  |  | SLM |  |  | REM
| - | #N/A | #N/A | #N/A | Material Claiming | 0 |  |  | #N/A |  |  |  | 0 |  |  | SLM |  |  | REM
| - | #N/A | #N/A | #N/A | Material Claiming | 0 |  |  | #N/A |  |  |  | 0 |  |  | SLM |  |  | REM
| - | #N/A | #N/A | #N/A | Material Claiming | 0 |  |  | #N/A |  |  |  | 0 |  |  | SLM |  |  | REM
| - | #N/A | #N/A | #N/A | Material Claiming | 0 |  |  | #N/A |  |  |  | 0 |  |  | SLM |  |  | REM
| - | #N/A | #N/A | #N/A | Material Claiming | 0 |  |  | #N/A |  |  |  | 0 |  |  | SLM |  |  | REM
| - | #N/A | #N/A | #N/A | Material Claiming | 0 |  |  | #N/A |  |  |  | 0 |  |  | SLM |  |  | REM
| - | #N/A | #N/A | #N/A | Material Claiming | 0 |  |  | #N/A |  |  |  | 0 |  |  | SLM |  |  | REM
| - | #N/A | #N/A | #N/A | Material Claiming | 0 |  |  | #N/A |  |  |  | 0 |  |  | SLM |  |  | REM
| - | #N/A | #N/A | #N/A | Material Claiming | 0 |  |  | #N/A |  |  |  | 0 |  |  | SLM |  |  | REM
| - | #N/A | #N/A | #N/A | Material Claiming | 0 |  |  | #N/A |  |  |  | 0 |  |  | SLM |  |  | REM
| - | #N/A | #N/A | #N/A | Material Claiming | 0 |  |  | #N/A |  |  |  | 0 |  |  | SLM |  |  | REM
| - | #N/A | #N/A | #N/A | Material Claiming | 0 |  |  | #N/A |  |  |  | 0 |  |  | SLM |  |  | REM
| - | #N/A | #N/A | #N/A | Material Claiming | 0 |  |  | #N/A |  |  |  | 0 |  |  | SLM |  |  | REM
| - | #N/A | #N/A | #N/A | Material Claiming | 0 |  |  | #N/A |  |  |  | 0 |  |  | SLM |  |  | REM
| - | #N/A | #N/A | #N/A | Material Claiming | 0 |  |  | #N/A |  |  |  | 0 |  |  | SLM |  |  | REM
| - | #N/A | #N/A | #N/A | Material Claiming | 0 |  |  | #N/A |  |  |  | 0 |  |  | SLM |  |  | REM
| - | #N/A | #N/A | #N/A | Material Claiming | 0 |  |  | #N/A |  |  |  | 0 |  |  | SLM |  |  | REM
| - | #N/A | #N/A | #N/A | Material Claiming | 0 |  |  | #N/A |  |  |  | 0 |  |  | SLM |  |  | REM
| - | #N/A | #N/A | #N/A | Material Claiming | 0 |  |  | #N/A |  |  |  | 0 |  |  | SLM |  |  | REM
| - | #N/A | #N/A | #N/A | Material Claiming | 0 |  |  | #N/A |  |  |  | 0 |  |  | SLM |  |  | REM
| - | #N/A | #N/A | #N/A | Material Claiming | 0 |  |  | #N/A |  |  |  | 0 |  |  | SLM |  |  | REM
| - | #N/A | #N/A | #N/A | Material Claiming | 0 |  |  | #N/A |  |  |  | 0 |  |  | SLM |  |  | REM
| - | #N/A | #N/A | #N/A | Material Claiming | 0 |  |  | #N/A |  |  |  | 0 |  |  | SLM |  |  | REM
| - | #N/A | #N/A | #N/A | Material Claiming | 0 |  |  | #N/A |  |  |  | 0 |  |  | SLM |  |  | REM
| - | #N/A | #N/A | #N/A | Material Claiming | 0 |  |  | #N/A |  |  |  | 0 |  |  | SLM |  |  | REM
| - | #N/A | #N/A | #N/A | Material Claiming | 0 |  |  | #N/A |  |  |  | 0 |  |  | SLM |  |  | REM
| - | #N/A | #N/A | #N/A | Material Claiming | 0 |  |  | #N/A |  |  |  | 0 |  |  | SLM |  |  | REM
| - | #N/A | #N/A | #N/A | Material Claiming | 0 |  |  | #N/A |  |  |  | 0 |  |  | SLM |  |  | REM
| - | #N/A | #N/A | #N/A | Material Claiming | 0 |  |  | #N/A |  |  |  | 0 |  |  | SLM |  |  | REM
| - | #N/A | #N/A | #N/A | Material Claiming | 0 |  |  | #N/A |  |  |  | 0 |  |  | SLM |  |  | REM
| - | #N/A | #N/A | #N/A | Material Claiming | 0 |  |  | #N/A |  |  |  | 0 |  |  | SLM |  |  | REM
| - | #N/A | #N/A | #N/A | Material Claiming | 0 |  |  | #N/A |  |  |  | 0 |  |  | SLM |  |  | REM
| - | #N/A | #N/A | #N/A | Material Claiming | 0 |  |  | #N/A |  |  |  | 0 |  |  | SLM |  |  | REM
| - | #N/A | #N/A | #N/A | Material Claiming | 0 |  |  | #N/A |  |  |  | 0 |  |  | SLM |  |  | REM
| - | #N/A | #N/A | #N/A | Material Claiming | 0 |  |  | #N/A |  |  |  | 0 |  |  | SLM |  |  | REM
| - | #N/A | #N/A | #N/A | Material Claiming | 0 |  |  | #N/A |  |  |  | 0 |  |  | SLM |  |  | REM
| - | #N/A | #N/A | #N/A | Material Claiming | 0 |  |  | #N/A |  |  |  | 0 |  |  | SLM |  |  | REM
| - | #N/A | #N/A | #N/A | Material Claiming | 0 |  |  | #N/A |  |  |  | 0 |  |  | SLM |  |  | REM
| - | #N/A | #N/A | #N/A | Material Claiming | 0 |  |  | #N/A |  |  |  | 0 |  |  | SLM |  |  | REM
| - | #N/A | #N/A | #N/A | Material Claiming | 0 |  |  | #N/A |  |  |  | 0 |  |  | SLM |  |  | REM
| - | #N/A | #N/A | #N/A | Material Claiming | 0 |  |  | #N/A |  |  |  | 0 |  |  | SLM |  |  | REM
| - | #N/A | #N/A | #N/A | Material Claiming | 0 |  |  | #N/A |  |  |  | 0 |  |  | SLM |  |  | REM
| - | #N/A | #N/A | #N/A | Material Claiming | 0 |  |  | #N/A |  |  |  | 0 |  |  | SLM |  |  | REM
| - | #N/A | #N/A | #N/A | Material Claiming | 0 |  |  | #N/A |  |  |  | 0 |  |  | SLM |  |  | REM
| - | #N/A | #N/A | #N/A | Material Claiming | 0 |  |  | #N/A |  |  |  | 0 |  |  | SLM |  |  | REM
| - | #N/A | #N/A | #N/A | Material Claiming | 0 |  |  | #N/A |  |  |  | 0 |  |  | SLM |  |  | REM
| - | #N/A | #N/A | #N/A | Material Claiming | 0 |  |  | #N/A |  |  |  | 0 |  |  | SLM |  |  | REM
| - | #N/A | #N/A | #N/A | Material Claiming | 0 |  |  | #N/A |  |  |  | 0 |  |  | SLM |  |  | REM
| - | #N/A | #N/A | #N/A | Material Claiming | 0 |  |  | #N/A |  |  |  | 0 |  |  | SLM |  |  | REM
| - | #N/A | #N/A | #N/A | Material Claiming | 0 |  |  | #N/A |  |  |  | 0 |  |  | SLM |  |  | REM
| - | #N/A | #N/A | #N/A | Material Claiming | 0 |  |  | #N/A |  |  |  | 0 |  |  | SLM |  |  | REM
| - | #N/A | #N/A | #N/A | Material Claiming | 0 |  |  | #N/A |  |  |  | 0 |  |  | SLM |  |  | REM
| - | #N/A | #N/A | #N/A | Material Claiming | 0 |  |  | #N/A |  |  |  | 0 |  |  | SLM |  |  | REM
| - | #N/A | #N/A | #N/A | Material Claiming | 0 |  |  | #N/A |  |  |  | 0 |  |  | SLM |  |  | REM
| - | #N/A | #N/A | #N/A | Material Claiming | 0 |  |  | #N/A |  |  |  | 0 |  |  | SLM |  |  | REM
| - | #N/A | #N/A | #N/A | Material Claiming | 0 |  |  | #N/A |  |  |  | 0 |  |  | SLM |  |  | REM
| - | #N/A | #N/A | #N/A | Material Claiming | 0 |  |  | #N/A |  |  |  | 0 |  |  | SLM |  |  | REM
| - | #N/A | #N/A | #N/A | Material Claiming | 0 |  |  | #N/A |  |  |  | 0 |  |  | SLM |  |  | REM
| - | #N/A | #N/A | #N/A | Material Claiming | 0 |  |  | #N/A |  |  |  | 0 |  |  | SLM |  |  | REM
| - | #N/A | #N/A | #N/A | Material Claiming | 0 |  |  | #N/A |  |  |  | 0 |  |  | SLM |  |  | REM
| - | #N/A | #N/A | #N/A | Material Claiming | 0 |  |  | #N/A |  |  |  | 0 |  |  | SLM |  |  | REM
| - | #N/A | #N/A | #N/A | Material Claiming | 0 |  |  | #N/A |  |  |  | 0 |  |  | SLM |  |  | REM
| - | #N/A | #N/A | #N/A | Material Claiming | 0 |  |  | #N/A |  |  |  | 0 |  |  | SLM |  |  | REM
| - | #N/A | #N/A | #N/A | Material Claiming | 0 |  |  | #N/A |  |  |  | 0 |  |  | SLM |  |  | REM
| - | #N/A | #N/A | #N/A | Material Claiming | 0 |  |  | #N/A |  |  |  | 0 |  |  | SLM |  |  | REM
| - | #N/A | #N/A | #N/A | Material Claiming | 0 |  |  | #N/A |  |  |  | 0 |  |  | SLM |  |  | REM
| - | #N/A | #N/A | #N/A | Material Claiming | 0 |  |  | #N/A |  |  |  | 0 |  |  | SLM |  |  | REM
| - | #N/A | #N/A | #N/A | Material Claiming | 0 |  |  | #N/A |  |  |  | 0 |  |  | SLM |  |  | REM
| - | #N/A | #N/A | #N/A | Material Claiming | 0 |  |  | #N/A |  |  |  | 0 |  |  | SLM |  |  | REM
| - | #N/A | #N/A | #N/A | Material Claiming | 0 |  |  | #N/A |  |  |  | 0 |  |  | SLM |  |  | REM
| - | #N/A | #N/A | #N/A | Material Claiming | 0 |  |  | #N/A |  |  |  | 0 |  |  | SLM |  |  | REM
| - | #N/A | #N/A | #N/A | Material Claiming | 0 |  |  | #N/A |  |  |  | 0 |  |  | SLM |  |  | REM
| - | #N/A | #N/A | #N/A | Material Claiming | 0 |  |  | #N/A |  |  |  | 0 |  |  | SLM |  |  | REM
| - | #N/A | #N/A | #N/A | Material Claiming | 0 |  |  | #N/A |  |  |  | 0 |  |  | SLM |  |  | REM
| - | #N/A | #N/A | #N/A | Material Claiming | 0 |  |  | #N/A |  |  |  | 0 |  |  | SLM |  |  | REM
| - | #N/A | #N/A | #N/A | Material Claiming | 0 |  |  | #N/A |  |  |  | 0 |  |  | SLM |  |  | REM
| - | #N/A | #N/A | #N/A | Material Claiming | 0 |  |  | #N/A |  |  |  | 0 |  |  | SLM |  |  | REM
| - | #N/A | #N/A | #N/A | Material Claiming | 0 |  |  | #N/A |  |  |  | 0 |  |  | SLM |  |  | REM
| - | #N/A | #N/A | #N/A | Material Claiming | 0 |  |  | #N/A |  |  |  | 0 |  |  | SLM |  |  | REM
| - | #N/A | #N/A | #N/A | Material Claiming | 0 |  |  | #N/A |  |  |  | 0 |  |  | SLM |  |  | REM
| - | #N/A | #N/A | #N/A | Material Claiming | 0 |  |  | #N/A |  |  |  | 0 |  |  | SLM |  |  | REM
| - | #N/A | #N/A | #N/A | Material Claiming | 0 |  |  | #N/A |  |  |  | 0 |  |  | SLM |  |  | REM
| - | #N/A | #N/A | #N/A | Material Claiming | 0 |  |  | #N/A |  |  |  | 0 |  |  | SLM |  |  | REM
| - | #N/A | #N/A | #N/A | Material Claiming | 0 |  |  | #N/A |  |  |  | 0 |  |  | SLM |  |  | REM
| - | #N/A | #N/A | #N/A | Material Claiming | 0 |  |  | #N/A |  |  |  | 0 |  |  | SLM |  |  | REM
| - | #N/A | #N/A | #N/A | Material Claiming | 0 |  |  | #N/A |  |  |  | 0 |  |  | SLM |  |  | REM
| - | #N/A | #N/A | #N/A | Material Claiming | 0 |  |  | #N/A |  |  |  | 0 |  |  | SLM |  |  | REM
| - | #N/A | #N/A | #N/A | Material Claiming | 0 |  |  | #N/A |  |  |  | 0 |  |  | SLM |  |  | REM
| - | #N/A | #N/A | #N/A | Material Claiming | 0 |  |  | #N/A |  |  |  | 0 |  |  | SLM |  |  | REM
| - | #N/A | #N/A | #N/A | Material Claiming | 0 |  |  | #N/A |  |  |  | 0 |  |  | SLM |  |  | REM
| - | #N/A | #N/A | #N/A | Material Claiming | 0 |  |  | #N/A |  |  |  | 0 |  |  | SLM |  |  | REM
| - | #N/A | #N/A | #N/A | Material Claiming | 0 |  |  | #N/A |  |  |  | 0 |  |  | SLM |  |  | REM
| - | #N/A | #N/A | #N/A | Material Claiming | 0 |  |  | #N/A |  |  |  | 0 |  |  | SLM |  |  | REM
| - | #N/A | #N/A | #N/A | Material Claiming | 0 |  |  | #N/A |  |  |  | 0 |  |  | SLM |  |  | REM
| - | #N/A | #N/A | #N/A | Material Claiming | 0 |  |  | #N/A |  |  |  | 0 |  |  | SLM |  |  | REM
| - | #N/A | #N/A | #N/A | Material Claiming | 0 |  |  | #N/A |  |  |  | 0 |  |  | SLM |  |  | REM
| - | #N/A | #N/A | #N/A | Material Claiming | 0 |  |  | #N/A |  |  |  | 0 |  |  | SLM |  |  | REM
| - | #N/A | #N/A | #N/A | Material Claiming | 0 |  |  | #N/A |  |  |  | 0 |  |  | SLM |  |  | REM
| - | #N/A | #N/A | #N/A | Material Claiming | 0 |  |  | #N/A |  |  |  | 0 |  |  | SLM |  |  | REM
| - | #N/A | #N/A | #N/A | Material Claiming | 0 |  |  | #N/A |  |  |  | 0 |  |  | SLM |  |  | REM
| - | #N/A | #N/A | #N/A | Material Claiming | 0 |  |  | #N/A |  |  |  | 0 |  |  | SLM |  |  | REM
| - | #N/A | #N/A | #N/A | Material Claiming | 0 |  |  | #N/A |  |  |  | 0 |  |  | SLM |  |  | REM
| - | #N/A | #N/A | #N/A | Material Claiming | 0 |  |  | #N/A |  |  |  | 0 |  |  | SLM |  |  | REM
| - | #N/A | #N/A | #N/A | Material Claiming | 0 |  |  | #N/A |  |  |  | 0 |  |  | SLM |  |  | REM
| - | #N/A | #N/A | #N/A | Material Claiming | 0 |  |  | #N/A |  |  |  | 0 |  |  | SLM |  |  | REM
| - | #N/A | #N/A | #N/A | Material Claiming | 0 |  |  | #N/A |  |  |  | 0 |  |  | SLM |  |  | REM
| - | #N/A | #N/A | #N/A | Material Claiming | 0 |  |  | #N/A |  |  |  | 0 |  |  | SLM |  |  | REM
| - | #N/A | #N/A | #N/A | Material Claiming | 0 |  |  | #N/A |  |  |  | 0 |  |  | SLM |  |  | REM
| - | #N/A | #N/A | #N/A | Material Claiming | 0 |  |  | #N/A |  |  |  | 0 |  |  | SLM |  |  | REM
| - | #N/A | #N/A | #N/A | Material Claiming | 0 |  |  | #N/A |  |  |  | 0 |  |  | SLM |  |  | REM
| - | #N/A | #N/A | #N/A | Material Claiming | 0 |  |  | #N/A |  |  |  | 0 |  |  | SLM |  |  | REM
| - | #N/A | #N/A | #N/A | Material Claiming | 0 |  |  | #N/A |  |  |  | 0 |  |  | SLM |  |  | REM
| - | #N/A | #N/A | #N/A | Material Claiming | 0 |  |  | #N/A |  |  |  | 0 |  |  | SLM |  |  | REM
| - | #N/A | #N/A | #N/A | Material Claiming | 0 |  |  | #N/A |  |  |  | 0 |  |  | SLM |  |  | REM
| - | #N/A | #N/A | #N/A | Material Claiming | 0 |  |  | #N/A |  |  |  | 0 |  |  | SLM |  |  | REM
| - | #N/A | #N/A | #N/A | Material Claiming | 0 |  |  | #N/A |  |  |  | 0 |  |  | SLM |  |  | REM
| - | #N/A | #N/A | #N/A | Material Claiming | 0 |  |  | #N/A |  |  |  | 0 |  |  | SLM |  |  | REM
| - | #N/A | #N/A | #N/A | Material Claiming | 0 |  |  | #N/A |  |  |  | 0 |  |  | SLM |  |  | REM
| - | #N/A | #N/A | #N/A | Material Claiming | 0 |  |  | #N/A |  |  |  | 0 |  |  | SLM |  |  | REM
| - | #N/A | #N/A | #N/A | Material Claiming | 0 |  |  | #N/A |  |  |  | 0 |  |  | SLM |  |  | REM
| - | #N/A | #N/A | #N/A | Material Claiming | 0 |  |  | #N/A |  |  |  | 0 |  |  | SLM |  |  | REM
| - | #N/A | #N/A | #N/A | Material Claiming | 0 |  |  | #N/A |  |  |  | 0 |  |  | SLM |  |  | REM
| - | #N/A | #N/A | #N/A | Material Claiming | 0 |  |  | #N/A |  |  |  | 0 |  |  | SLM |  |  | REM
| - | #N/A | #N/A | #N/A | Material Claiming | 0 |  |  | #N/A |  |  |  | 0 |  |  | SLM |  |  | REM
| - | #N/A | #N/A | #N/A | Material Claiming | 0 |  |  | #N/A |  |  |  | 0 |  |  | SLM |  |  | REM
| - | #N/A | #N/A | #N/A | Material Claiming | 0 |  |  | #N/A |  |  |  | 0 |  |  | SLM |  |  | REM
| - | #N/A | #N/A | #N/A | Material Claiming | 0 |  |  | #N/A |  |  |  | 0 |  |  | SLM |  |  | REM
| - | #N/A | #N/A | #N/A | Material Claiming | 0 |  |  | #N/A |  |  |  | 0 |  |  | SLM |  |  | REM
| - | #N/A | #N/A | #N/A | Material Claiming | 0 |  |  | #N/A |  |  |  | 0 |  |  | SLM |  |  | REM
| - | #N/A | #N/A | #N/A | Material Claiming | 0 |  |  | #N/A |  |  |  | 0 |  |  | SLM |  |  | REM
| - | #N/A | #N/A | #N/A | Material Claiming | 0 |  |  | #N/A |  |  |  | 0 |  |  | SLM |  |  | REM
| - | #N/A | #N/A | #N/A | Material Claiming | 0 |  |  | #N/A |  |  |  | 0 |  |  | SLM |  |  | REM
| - | #N/A | #N/A | #N/A | Material Claiming | 0 |  |  | #N/A |  |  |  | 0 |  |  | SLM |  |  | REM
| - | #N/A | #N/A | #N/A | Material Claiming | 0 |  |  | #N/A |  |  |  | 0 |  |  | SLM |  |  | REM
| - | #N/A | #N/A | #N/A | Material Claiming | 0 |  |  | #N/A |  |  |  | 0 |  |  | SLM |  |  | REM
| - | #N/A | #N/A | #N/A | Material Claiming | 0 |  |  | #N/A |  |  |  | 0 |  |  | SLM |  |  | REM
| - | #N/A | #N/A | #N/A | Material Claiming | 0 |  |  | #N/A |  |  |  | 0 |  |  | SLM |  |  | REM
| - | #N/A | #N/A | #N/A | Material Claiming | 0 |  |  | #N/A |  |  |  | 0 |  |  | SLM |  |  | REM
| - | #N/A | #N/A | #N/A | Material Claiming | 0 |  |  | #N/A |  |  |  | 0 |  |  | SLM |  |  | REM
| - | #N/A | #N/A | #N/A | Material Claiming | 0 |  |  | #N/A |  |  |  | 0 |  |  | SLM |  |  | REM
| - | #N/A | #N/A | #N/A | Material Claiming | 0 |  |  | #N/A |  |  |  | 0 |  |  | SLM |  |  | REM
| - | #N/A | #N/A | #N/A | Material Claiming | 0 |  |  | #N/A |  |  |  | 0 |  |  | SLM |  |  | REM
| - | #N/A | #N/A | #N/A | Material Claiming | 0 |  |  | #N/A |  |  |  | 0 |  |  | SLM |  |  | REM
| - | #N/A | #N/A | #N/A | Material Claiming | 0 |  |  | #N/A |  |  |  | 0 |  |  | SLM |  |  | REM
| - | #N/A | #N/A | #N/A | Material Claiming | 0 |  |  | #N/A |  |  |  | 0 |  |  | SLM |  |  | REM
| - | #N/A | #N/A | #N/A | Material Claiming | 0 |  |  | #N/A |  |  |  | 0 |  |  | SLM |  |  | REM
| - | #N/A | #N/A | #N/A | Material Claiming | 0 |  |  | #N/A |  |  |  | 0 |  |  | SLM |  |  | REM
| - | #N/A | #N/A | #N/A | Material Claiming | 0 |  |  | #N/A |  |  |  | 0 |  |  | SLM |  |  | REM
| - | #N/A | #N/A | #N/A | Material Claiming | 0 |  |  | #N/A |  |  |  | 0 |  |  | SLM |  |  | REM
| - | #N/A | #N/A | #N/A | Material Claiming | 0 |  |  | #N/A |  |  |  | 0 |  |  | SLM |  |  | REM
| - | #N/A | #N/A | #N/A | Material Claiming | 0 |  |  | #N/A |  |  |  | 0 |  |  | SLM |  |  | REM
| - | #N/A | #N/A | #N/A | Material Claiming | 0 |  |  | #N/A |  |  |  | 0 |  |  | SLM |  |  | REM
| - | #N/A | #N/A | #N/A | Material Claiming | 0 |  |  | #N/A |  |  |  | 0 |  |  | SLM |  |  | REM
| - | #N/A | #N/A | #N/A | Material Claiming | 0 |  |  | #N/A |  |  |  | 0 |  |  | SLM |  |  | REM
| - | #N/A | #N/A | #N/A | Material Claiming | 0 |  |  | #N/A |  |  |  | 0 |  |  | SLM |  |  | REM
| - | #N/A | #N/A | #N/A | Material Claiming | 0 |  |  | #N/A |  |  |  | 0 |  |  | SLM |  |  | REM
| - | #N/A | #N/A | #N/A | Material Claiming | 0 |  |  | #N/A |  |  |  | 0 |  |  | SLM |  |  | REM
| - | #N/A | #N/A | #N/A | Material Claiming | 0 |  |  | #N/A |  |  |  | 0 |  |  | SLM |  |  | REM
| - | #N/A | #N/A | #N/A | Material Claiming | 0 |  |  | #N/A |  |  |  | 0 |  |  | SLM |  |  | REM
| - | #N/A | #N/A | #N/A | Material Claiming | 0 |  |  | #N/A |  |  |  | 0 |  |  | SLM |  |  | REM
| - | #N/A | #N/A | #N/A | Material Claiming | 0 |  |  | #N/A |  |  |  | 0 |  |  | SLM |  |  | REM
| - | #N/A | #N/A | #N/A | Material Claiming | 0 |  |  | #N/A |  |  |  | 0 |  |  | SLM |  |  | REM
| - | #N/A | #N/A | #N/A | Material Claiming | 0 |  |  | #N/A |  |  |  | 0 |  |  | SLM |  |  | REM
| - | #N/A | #N/A | #N/A | Material Claiming | 0 |  |  | #N/A |  |  |  | 0 |  |  | SLM |  |  | REM
| - | #N/A | #N/A | #N/A | Material Claiming | 0 |  |  | #N/A |  |  |  | 0 |  |  | SLM |  |  | REM
| - | #N/A | #N/A | #N/A | Material Claiming | 0 |  |  | #N/A |  |  |  | 0 |  |  | SLM |  |  | REM
| - | #N/A | #N/A | #N/A | Material Claiming | 0 |  |  | #N/A |  |  |  | 0 |  |  | SLM |  |  | REM
| - | #N/A | #N/A | #N/A | Material Claiming | 0 |  |  | #N/A |  |  |  | 0 |  |  | SLM |  |  | REM
| - | #N/A | #N/A | #N/A | Material Claiming | 0 |  |  | #N/A |  |  |  | 0 |  |  | SLM |  |  | REM
| - | #N/A | #N/A | #N/A | Material Claiming | 0 |  |  | #N/A |  |  |  | 0 |  |  | SLM |  |  | REM
| - | #N/A | #N/A | #N/A | Material Claiming | 0 |  |  | #N/A |  |  |  | 0 |  |  | SLM |  |  | REM
| - | #N/A | #N/A | #N/A | Material Claiming | 0 |  |  | #N/A |  |  |  | 0 |  |  | SLM |  |  | REM
| - | #N/A | #N/A | #N/A | Material Claiming | 0 |  |  | #N/A |  |  |  | 0 |  |  | SLM |  |  | REM
| - | #N/A | #N/A | #N/A | Material Claiming | 0 |  |  | #N/A |  |  |  | 0 |  |  | SLM |  |  | REM
| - | #N/A | #N/A | #N/A | Material Claiming | 0 |  |  | #N/A |  |  |  | 0 |  |  | SLM |  |  | REM
| - | #N/A | #N/A | #N/A | Material Claiming | 0 |  |  | #N/A |  |  |  | 0 |  |  | SLM |  |  | REM
| - | #N/A | #N/A | #N/A | Material Claiming | 0 |  |  | #N/A |  |  |  | 0 |  |  | SLM |  |  | REM
| - | #N/A | #N/A | #N/A | Material Claiming | 0 |  |  | #N/A |  |  |  | 0 |  |  | SLM |  |  | REM
| - | #N/A | #N/A | #N/A | Material Claiming | 0 |  |  | #N/A |  |  |  | 0 |  |  | SLM |  |  | REM
| - | #N/A | #N/A | #N/A | Material Claiming | 0 |  |  | #N/A |  |  |  | 0 |  |  | SLM |  |  | REM
| - | #N/A | #N/A | #N/A | Material Claiming | 0 |  |  | #N/A |  |  |  | 0 |  |  | SLM |  |  | REM
| - | #N/A | #N/A | #N/A | Material Claiming | 0 |  |  | #N/A |  |  |  | 0 |  |  | SLM |  |  | REM
| - | #N/A | #N/A | #N/A | Material Claiming | 0 |  |  | #N/A |  |  |  | 0 |  |  | SLM |  |  | REM
| - | #N/A | #N/A | #N/A | Material Claiming | 0 |  |  | #N/A |  |  |  | 0 |  |  | SLM |  |  | REM
| - | #N/A | #N/A | #N/A | Material Claiming | 0 |  |  | #N/A |  |  |  | 0 |  |  | SLM |  |  | REM
| - | #N/A | #N/A | #N/A | Material Claiming | 0 |  |  | #N/A |  |  |  | 0 |  |  | SLM |  |  | REM
| - | #N/A | #N/A | #N/A | Material Claiming | 0 |  |  | #N/A |  |  |  | 0 |  |  | SLM |  |  | REM
| - | #N/A | #N/A | #N/A | Material Claiming | 0 |  |  | #N/A |  |  |  | 0 |  |  | SLM |  |  | REM
| - | #N/A | #N/A | #N/A | Material Claiming | 0 |  |  | #N/A |  |  |  | 0 |  |  | SLM |  |  | REM
| - | #N/A | #N/A | #N/A | Material Claiming | 0 |  |  | #N/A |  |  |  | 0 |  |  | SLM |  |  | REM
| - | #N/A | #N/A | #N/A | Material Claiming | 0 |  |  | #N/A |  |  |  | 0 |  |  | SLM |  |  | REM
| - | #N/A | #N/A | #N/A | Material Claiming | 0 |  |  | #N/A |  |  |  | 0 |  |  | SLM |  |  | REM
| - | #N/A | #N/A | #N/A | Material Claiming | 0 |  |  | #N/A |  |  |  | 0 |  |  | SLM |  |  | REM
| - | #N/A | #N/A | #N/A | Material Claiming | 0 |  |  | #N/A |  |  |  | 0 |  |  | SLM |  |  | REM
| - | #N/A | #N/A | #N/A | Material Claiming | 0 |  |  | #N/A |  |  |  | 0 |  |  | SLM |  |  | REM
| - | #N/A | #N/A | #N/A | Material Claiming | 0 |  |  | #N/A |  |  |  | 0 |  |  | SLM |  |  | REM
| - | #N/A | #N/A | #N/A | Material Claiming | 0 |  |  | #N/A |  |  |  | 0 |  |  | SLM |  |  | REM
| - | #N/A | #N/A | #N/A | Material Claiming | 0 |  |  | #N/A |  |  |  | 0 |  |  | SLM |  |  | REM
| - | #N/A | #N/A | #N/A | Material Claiming | 0 |  |  | #N/A |  |  |  | 0 |  |  | SLM |  |  | REM
| - | #N/A | #N/A | #N/A | Material Claiming | 0 |  |  | #N/A |  |  |  | 0 |  |  | SLM |  |  | REM
| - | #N/A | #N/A | #N/A | Material Claiming | 0 |  |  | #N/A |  |  |  | 0 |  |  | SLM |  |  | REM
| - | #N/A | #N/A | #N/A | Material Claiming | 0 |  |  | #N/A |  |  |  | 0 |  |  | SLM |  |  | REM
| - | #N/A | #N/A | #N/A | Material Claiming | 0 |  |  | #N/A |  |  |  | 0 |  |  | SLM |  |  | REM
| - | #N/A | #N/A | #N/A | Material Claiming | 0 |  |  | #N/A |  |  |  | 0 |  |  | SLM |  |  | REM
| - | #N/A | #N/A | #N/A | Material Claiming | 0 |  |  | #N/A |  |  |  | 0 |  |  | SLM |  |  | REM
| - | #N/A | #N/A | #N/A | Material Claiming | 0 |  |  | #N/A |  |  |  | 0 |  |  | SLM |  |  | REM
| - | #N/A | #N/A | #N/A | Material Claiming | 0 |  |  | #N/A |  |  |  | 0 |  |  | SLM |  |  | REM
| - | #N/A | #N/A | #N/A | Material Claiming | 0 |  |  | #N/A |  |  |  | 0 |  |  | SLM |  |  | REM
| - | #N/A | #N/A | #N/A | Material Claiming | 0 |  |  | #N/A |  |  |  | 0 |  |  | SLM |  |  | REM
| - | #N/A | #N/A | #N/A | Material Claiming | 0 |  |  | #N/A |  |  |  | 0 |  |  | SLM |  |  | REM
| - | #N/A | #N/A | #N/A | Material Claiming | 0 |  |  | #N/A |  |  |  | 0 |  |  | SLM |  |  | REM
| - | #N/A | #N/A | #N/A | Material Claiming | 0 |  |  | #N/A |  |  |  | 0 |  |  | SLM |  |  | REM
| - | #N/A | #N/A | #N/A | Material Claiming | 0 |  |  | #N/A |  |  |  | 0 |  |  | SLM |  |  | REM
| - | #N/A | #N/A | #N/A | Material Claiming | 0 |  |  | #N/A |  |  |  | 0 |  |  | SLM |  |  | REM
| - | #N/A | #N/A | #N/A | Material Claiming | 0 |  |  | #N/A |  |  |  | 0 |  |  | SLM |  |  | REM
| - | #N/A | #N/A | #N/A | Material Claiming | 0 |  |  | #N/A |  |  |  | 0 |  |  | SLM |  |  | REM
| - | #N/A | #N/A | #N/A | Material Claiming | 0 |  |  | #N/A |  |  |  | 0 |  |  | SLM |  |  | REM
| - | #N/A | #N/A | #N/A | Material Claiming | 0 |  |  | #N/A |  |  |  | 0 |  |  | SLM |  |  | REM
| - | #N/A | #N/A | #N/A | Material Claiming | 0 |  |  | #N/A |  |  |  | 0 |  |  | SLM |  |  | REM
| - | #N/A | #N/A | #N/A | Material Claiming | 0 |  |  | #N/A |  |  |  | 0 |  |  | SLM |  |  | REM
| - | #N/A | #N/A | #N/A | Material Claiming | 0 |  |  | #N/A |  |  |  | 0 |  |  | SLM |  |  | REM
| - | #N/A | #N/A | #N/A | Material Claiming | 0 |  |  | #N/A |  |  |  | 0 |  |  | SLM |  |  | REM
| - | #N/A | #N/A | #N/A | Material Claiming | 0 |  |  | #N/A |  |  |  | 0 |  |  | SLM |  |  | REM
| - | #N/A | #N/A | #N/A | Material Claiming | 0 |  |  | #N/A |  |  |  | 0 |  |  | SLM |  |  | REM
| - | #N/A | #N/A | #N/A | Material Claiming | 0 |  |  | #N/A |  |  |  | 0 |  |  | SLM |  |  | REM
| - | #N/A | #N/A | #N/A | Material Claiming | 0 |  |  | #N/A |  |  |  | 0 |  |  | SLM |  |  | REM
| - | #N/A | #N/A | #N/A | Material Claiming | 0 |  |  | #N/A |  |  |  | 0 |  |  | SLM |  |  | REM
| - | #N/A | #N/A | #N/A | Material Claiming | 0 |  |  | #N/A |  |  |  | 0 |  |  | SLM |  |  | REM
| - | #N/A | #N/A | #N/A | Material Claiming | 0 |  |  | #N/A |  |  |  | 0 |  |  | SLM |  |  | REM
| - | #N/A | #N/A | #N/A | Material Claiming | 0 |  |  | #N/A |  |  |  | 0 |  |  | SLM |  |  | REM
| - | #N/A | #N/A | #N/A | Material Claiming | 0 |  |  | #N/A |  |  |  | 0 |  |  | SLM |  |  | REM
| - | #N/A | #N/A | #N/A | Material Claiming | 0 |  |  | #N/A |  |  |  | 0 |  |  | SLM |  |  | REM
| - | #N/A | #N/A | #N/A | Material Claiming | 0 |  |  | #N/A |  |  |  | 0 |  |  | SLM |  |  | REM
| - | #N/A | #N/A | #N/A | Material Claiming | 0 |  |  | #N/A |  |  |  | 0 |  |  | SLM |  |  | REM
| - | #N/A | #N/A | #N/A | Material Claiming | 0 |  |  | #N/A |  |  |  | 0 |  |  | SLM |  |  | REM
| - | #N/A | #N/A | #N/A | Material Claiming | 0 |  |  | #N/A |  |  |  | 0 |  |  | SLM |  |  | REM
| - | #N/A | #N/A | #N/A | Material Claiming | 0 |  |  | #N/A |  |  |  | 0 |  |  | SLM |  |  | REM
| - | #N/A | #N/A | #N/A | Material Claiming | 0 |  |  | #N/A |  |  |  | 0 |  |  | SLM |  |  | REM
| - | #N/A | #N/A | #N/A | Material Claiming | 0 |  |  | #N/A |  |  |  | 0 |  |  | SLM |  |  | REM
| - | #N/A | #N/A | #N/A | Material Claiming | 0 |  |  | #N/A |  |  |  | 0 |  |  | SLM |  |  | REM
| - | #N/A | #N/A | #N/A | Material Claiming | 0 |  |  | #N/A |  |  |  | 0 |  |  | SLM |  |  | REM
| - | #N/A | #N/A | #N/A | Material Claiming | 0 |  |  | #N/A |  |  |  | 0 |  |  | SLM |  |  | REM
| - | #N/A | #N/A | #N/A | Material Claiming | 0 |  |  | #N/A |  |  |  | 0 |  |  | SLM |  |  | REM
| - | #N/A | #N/A | #N/A | Material Claiming | 0 |  |  | #N/A |  |  |  | 0 |  |  | SLM |  |  | REM
| - | #N/A | #N/A | #N/A | Material Claiming | 0 |  |  | #N/A |  |  |  | 0 |  |  | SLM |  |  | REM
| - | #N/A | #N/A | #N/A | Material Claiming | 0 |  |  | #N/A |  |  |  | 0 |  |  | SLM |  |  | REM
| - | #N/A | #N/A | #N/A | Material Claiming | 0 |  |  | #N/A |  |  |  | 0 |  |  | SLM |  |  | REM
| - | #N/A | #N/A | #N/A | Material Claiming | 0 |  |  | #N/A |  |  |  | 0 |  |  | SLM |  |  | REM
| - | #N/A | #N/A | #N/A | Material Claiming | 0 |  |  | #N/A |  |  |  | 0 |  |  | SLM |  |  | REM
| - | #N/A | #N/A | #N/A | Material Claiming | 0 |  |  | #N/A |  |  |  | 0 |  |  | SLM |  |  | REM
| - | #N/A | #N/A | #N/A | Material Claiming | 0 |  |  | #N/A |  |  |  | 0 |  |  | SLM |  |  | REM
| - | #N/A | #N/A | #N/A | Material Claiming | 0 |  |  | #N/A |  |  |  | 0 |  |  | SLM |  |  | REM
| - | #N/A | #N/A | #N/A | Material Claiming | 0 |  |  | #N/A |  |  |  | 0 |  |  | SLM |  |  | REM
| - | #N/A | #N/A | #N/A | Material Claiming | 0 |  |  | #N/A |  |  |  | 0 |  |  | SLM |  |  | REM
| - | #N/A | #N/A | #N/A | Material Claiming | 0 |  |  | #N/A |  |  |  | 0 |  |  | SLM |  |  | REM
| - | #N/A | #N/A | #N/A | Material Claiming | 0 |  |  | #N/A |  |  |  | 0 |  |  | SLM |  |  | REM
| - | #N/A | #N/A | #N/A | Material Claiming | 0 |  |  | #N/A |  |  |  | 0 |  |  | SLM |  |  | REM
| - | #N/A | #N/A | #N/A | Material Claiming | 0 |  |  | #N/A |  |  |  | 0 |  |  | SLM |  |  | REM
| - | #N/A | #N/A | #N/A | Material Claiming | 0 |  |  | #N/A |  |  |  | 0 |  |  | SLM |  |  | REM
| - | #N/A | #N/A | #N/A | Material Claiming | 0 |  |  | #N/A |  |  |  | 0 |  |  | SLM |  |  | REM
| - | #N/A | #N/A | #N/A | Material Claiming | 0 |  |  | #N/A |  |  |  | 0 |  |  | SLM |  |  | REM
| - | #N/A | #N/A | #N/A | Material Claiming | 0 |  |  | #N/A |  |  |  | 0 |  |  | SLM |  |  | REM
| - | #N/A | #N/A | #N/A | Material Claiming | 0 |  |  | #N/A |  |  |  | 0 |  |  | SLM |  |  | REM
| - | #N/A | #N/A | #N/A | Material Claiming | 0 |  |  | #N/A |  |  |  | 0 |  |  | SLM |  |  | REM
| - | #N/A | #N/A | #N/A | Material Claiming | 0 |  |  | #N/A |  |  |  | 0 |  |  | SLM |  |  | REM
| - | #N/A | #N/A | #N/A | Material Claiming | 0 |  |  | #N/A |  |  |  | 0 |  |  | SLM |  |  | REM
| - | #N/A | #N/A | #N/A | Material Claiming | 0 |  |  | #N/A |  |  |  | 0 |  |  | SLM |  |  | REM
| - | #N/A | #N/A | #N/A | Material Claiming | 0 |  |  | #N/A |  |  |  | 0 |  |  | SLM |  |  | REM
| - | #N/A | #N/A | #N/A | Material Claiming | 0 |  |  | #N/A |  |  |  | 0 |  |  | SLM |  |  | REM
| - | #N/A | #N/A | #N/A | Material Claiming | 0 |  |  | #N/A |  |  |  | 0 |  |  | SLM |  |  | REM
| - | #N/A | #N/A | #N/A | Material Claiming | 0 |  |  | #N/A |  |  |  | 0 |  |  | SLM |  |  | REM
| - | #N/A | #N/A | #N/A | Material Claiming | 0 |  |  | #N/A |  |  |  | 0 |  |  | SLM |  |  | REM
| - | #N/A | #N/A | #N/A | Material Claiming | 0 |  |  | #N/A |  |  |  | 0 |  |  | SLM |  |  | REM
| - | #N/A | #N/A | #N/A | Material Claiming | 0 |  |  | #N/A |  |  |  | 0 |  |  | SLM |  |  | REM
| - | #N/A | #N/A | #N/A | Material Claiming | 0 |  |  | #N/A |  |  |  | 0 |  |  | SLM |  |  | REM
| - | #N/A | #N/A | #N/A | Material Claiming | 0 |  |  | #N/A |  |  |  | 0 |  |  | SLM |  |  | REM
| - | #N/A | #N/A | #N/A | Material Claiming | 0 |  |  | #N/A |  |  |  | 0 |  |  | SLM |  |  | REM
| - | #N/A | #N/A | #N/A | Material Claiming | 0 |  |  | #N/A |  |  |  | 0 |  |  | SLM |  |  | REM
| - | #N/A | #N/A | #N/A | Material Claiming | 0 |  |  | #N/A |  |  |  | 0 |  |  | SLM |  |  | REM
| - | #N/A | #N/A | #N/A | Material Claiming | 0 |  |  | #N/A |  |  |  | 0 |  |  | SLM |  |  | REM
| - | #N/A | #N/A | #N/A | Material Claiming | 0 |  |  | #N/A |  |  |  | 0 |  |  | SLM |  |  | REM
| - | #N/A | #N/A | #N/A | Material Claiming | 0 |  |  | #N/A |  |  |  | 0 |  |  | SLM |  |  | REM
| - | #N/A | #N/A | #N/A | Material Claiming | 0 |  |  | #N/A |  |  |  | 0 |  |  | SLM |  |  | REM
| - | #N/A | #N/A | #N/A | Material Claiming | 0 |  |  | #N/A |  |  |  | 0 |  |  | SLM |  |  | REM
| - | #N/A | #N/A | #N/A | Material Claiming | 0 |  |  | #N/A |  |  |  | 0 |  |  | SLM |  |  | REM
| - | #N/A | #N/A | #N/A | Material Claiming | 0 |  |  | #N/A |  |  |  | 0 |  |  | SLM |  |  | REM
| - | #N/A | #N/A | #N/A | Material Claiming | 0 |  |  | #N/A |  |  |  | 0 |  |  | SLM |  |  | REM
| - | #N/A | #N/A | #N/A | Material Claiming | 0 |  |  | #N/A |  |  |  | 0 |  |  | SLM |  |  | REM
| - | #N/A | #N/A | #N/A | Material Claiming | 0 |  |  | #N/A |  |  |  | 0 |  |  | SLM |  |  | REM
| - | #N/A | #N/A | #N/A | Material Claiming | 0 |  |  | #N/A |  |  |  | 0 |  |  | SLM |  |  | REM
| - | #N/A | #N/A | #N/A | Material Claiming | 0 |  |  | #N/A |  |  |  | 0 |  |  | SLM |  |  | REM
| - | #N/A | #N/A | #N/A | Material Claiming | 0 |  |  | #N/A |  |  |  | 0 |  |  | SLM |  |  | REM
| - | #N/A | #N/A | #N/A | Material Claiming | 0 |  |  | #N/A |  |  |  | 0 |  |  | SLM |  |  | REM
| - | #N/A | #N/A | #N/A | Material Claiming | 0 |  |  | #N/A |  |  |  | 0 |  |  | SLM |  |  | REM
| - | #N/A | #N/A | #N/A | Material Claiming | 0 |  |  | #N/A |  |  |  | 0 |  |  | SLM |  |  | REM
| - | #N/A | #N/A | #N/A | Material Claiming | 0 |  |  | #N/A |  |  |  | 0 |  |  | SLM |  |  | REM
| - | #N/A | #N/A | #N/A | Material Claiming | 0 |  |  | #N/A |  |  |  | 0 |  |  | SLM |  |  | REM
| - | #N/A | #N/A | #N/A | Material Claiming | 0 |  |  | #N/A |  |  |  | 0 |  |  | SLM |  |  | REM
| - | #N/A | #N/A | #N/A | Material Claiming | 0 |  |  | #N/A |  |  |  | 0 |  |  | SLM |  |  | REM
| - | #N/A | #N/A | #N/A | Material Claiming | 0 |  |  | #N/A |  |  |  | 0 |  |  | SLM |  |  | REM
| - | #N/A | #N/A | #N/A | Material Claiming | 0 |  |  | #N/A |  |  |  | 0 |  |  | SLM |  |  | REM
| - | #N/A | #N/A | #N/A | Material Claiming | 0 |  |  | #N/A |  |  |  | 0 |  |  | SLM |  |  | REM
| - | #N/A | #N/A | #N/A | Material Claiming | 0 |  |  | #N/A |  |  |  | 0 |  |  | SLM |  |  | REM
| - | #N/A | #N/A | #N/A | Material Claiming | 0 |  |  | #N/A |  |  |  | 0 |  |  | SLM |  |  | REM
| - | #N/A | #N/A | #N/A | Material Claiming | 0 |  |  | #N/A |  |  |  | 0 |  |  | SLM |  |  | REM
| - | #N/A | #N/A | #N/A | Material Claiming | 0 |  |  | #N/A |  |  |  | 0 |  |  | SLM |  |  | REM
| - | #N/A | #N/A | #N/A | Material Claiming | 0 |  |  | #N/A |  |  |  | 0 |  |  | SLM |  |  | REM
| - | #N/A | #N/A | #N/A | Material Claiming | 0 |  |  | #N/A |  |  |  | 0 |  |  | SLM |  |  | REM
| - | #N/A | #N/A | #N/A | Material Claiming | 0 |  |  | #N/A |  |  |  | 0 |  |  | SLM |  |  | REM
| - | #N/A | #N/A | #N/A | Material Claiming | 0 |  |  | #N/A |  |  |  | 0 |  |  | SLM |  |  | REM
| - | #N/A | #N/A | #N/A | Material Claiming | 0 |  |  | #N/A |  |  |  | 0 |  |  | SLM |  |  | REM
| - | #N/A | #N/A | #N/A | Material Claiming | 0 |  |  | #N/A |  |  |  | 0 |  |  | SLM |  |  | REM
| - | #N/A | #N/A | #N/A | Material Claiming | 0 |  |  | #N/A |  |  |  | 0 |  |  | SLM |  |  | REM
| - | #N/A | #N/A | #N/A | Material Claiming | 0 |  |  | #N/A |  |  |  | 0 |  |  | SLM |  |  | REM
| - | #N/A | #N/A | #N/A | Material Claiming | 0 |  |  | #N/A |  |  |  | 0 |  |  | SLM |  |  | REM
| - | #N/A | #N/A | #N/A | Material Claiming | 0 |  |  | #N/A |  |  |  | 0 |  |  | SLM |  |  | REM
| - | #N/A | #N/A | #N/A | Material Claiming | 0 |  |  | #N/A |  |  |  | 0 |  |  | SLM |  |  | REM
| - | #N/A | #N/A | #N/A | Material Claiming | 0 |  |  | #N/A |  |  |  | 0 |  |  | SLM |  |  | REM
| - | #N/A | #N/A | #N/A | Material Claiming | 0 |  |  | #N/A |  |  |  | 0 |  |  | SLM |  |  | REM
| - | #N/A | #N/A | #N/A | Material Claiming | 0 |  |  | #N/A |  |  |  | 0 |  |  | SLM |  |  | REM
| - | #N/A | #N/A | #N/A | Material Claiming | 0 |  |  | #N/A |  |  |  | 0 |  |  | SLM |  |  | REM
| - | #N/A | #N/A | #N/A | Material Claiming | 0 |  |  | #N/A |  |  |  | 0 |  |  | SLM |  |  | REM
| - | #N/A | #N/A | #N/A | Material Claiming | 0 |  |  | #N/A |  |  |  | 0 |  |  | SLM |  |  | REM
| - | #N/A | #N/A | #N/A | Material Claiming | 0 |  |  | #N/A |  |  |  | 0 |  |  | SLM |  |  | REM
| - | #N/A | #N/A | #N/A | Material Claiming | 0 |  |  | #N/A |  |  |  | 0 |  |  | SLM |  |  | REM
| - | #N/A | #N/A | #N/A | Material Claiming | 0 |  |  | #N/A |  |  |  | 0 |  |  | SLM |  |  | REM
| - | #N/A | #N/A | #N/A | Material Claiming | 0 |  |  | #N/A |  |  |  | 0 |  |  | SLM |  |  | REM
| - | #N/A | #N/A | #N/A | Material Claiming | 0 |  |  | #N/A |  |  |  | 0 |  |  | SLM |  |  | REM
| - | #N/A | #N/A | #N/A | Material Claiming | 0 |  |  | #N/A |  |  |  | 0 |  |  | SLM |  |  | REM
| - | #N/A | #N/A | #N/A | Material Claiming | 0 |  |  | #N/A |  |  |  | 0 |  |  | SLM |  |  | REM
| - | #N/A | #N/A | #N/A | Material Claiming | 0 |  |  | #N/A |  |  |  | 0 |  |  | SLM |  |  | REM
| - | #N/A | #N/A | #N/A | Material Claiming | 0 |  |  | #N/A |  |  |  | 0 |  |  | SLM |  |  | REM
| - | #N/A | #N/A | #N/A | Material Claiming | 0 |  |  | #N/A |  |  |  | 0 |  |  | SLM |  |  | REM
| - | #N/A | #N/A | #N/A | Material Claiming | 0 |  |  | #N/A |  |  |  | 0 |  |  | SLM |  |  | REM
| - | #N/A | #N/A | #N/A | Material Claiming | 0 |  |  | #N/A |  |  |  | 0 |  |  | SLM |  |  | REM
| - | #N/A | #N/A | #N/A | Material Claiming | 0 |  |  | #N/A |  |  |  | 0 |  |  | SLM |  |  | REM
| - | #N/A | #N/A | #N/A | Material Claiming | 0 |  |  | #N/A |  |  |  | 0 |  |  | SLM |  |  | REM
| - | #N/A | #N/A | #N/A | Material Claiming | 0 |  |  | #N/A |  |  |  | 0 |  |  | SLM |  |  | REM
| - | #N/A | #N/A | #N/A | Material Claiming | 0 |  |  | #N/A |  |  |  | 0 |  |  | SLM |  |  | REM
| - | #N/A | #N/A | #N/A | Material Claiming | 0 |  |  | #N/A |  |  |  | 0 |  |  | SLM |  |  | REM
| - | #N/A | #N/A | #N/A | Material Claiming | 0 |  |  | #N/A |  |  |  | 0 |  |  | SLM |  |  | REM
| - | #N/A | #N/A | #N/A | Material Claiming | 0 |  |  | #N/A |  |  |  | 0 |  |  | SLM |  |  | REM
| - | #N/A | #N/A | #N/A | Material Claiming | 0 |  |  | #N/A |  |  |  | 0 |  |  | SLM |  |  | REM
| - | #N/A | #N/A | #N/A | Material Claiming | 0 |  |  | #N/A |  |  |  | 0 |  |  | SLM |  |  | REM
| - | #N/A | #N/A | #N/A | Material Claiming | 0 |  |  | #N/A |  |  |  | 0 |  |  | SLM |  |  | REM
| - | #N/A | #N/A | #N/A | Material Claiming | 0 |  |  | #N/A |  |  |  | 0 |  |  | SLM |  |  | REM
| - | #N/A | #N/A | #N/A | Material Claiming | 0 |  |  | #N/A |  |  |  | 0 |  |  | SLM |  |  | REM
| - | #N/A | #N/A | #N/A | Material Claiming | 0 |  |  | #N/A |  |  |  | 0 |  |  | SLM |  |  | REM
| - | #N/A | #N/A | #N/A | Material Claiming | 0 |  |  | #N/A |  |  |  | 0 |  |  | SLM |  |  | REM
| - | #N/A | #N/A | #N/A | Material Claiming | 0 |  |  | #N/A |  |  |  | 0 |  |  | SLM |  |  | REM
| - | #N/A | #N/A | #N/A | Material Claiming | 0 |  |  | #N/A |  |  |  | 0 |  |  | SLM |  |  | REM
| - | #N/A | #N/A | #N/A | Material Claiming | 0 |  |  | #N/A |  |  |  | 0 |  |  | SLM |  |  | REM
| - | #N/A | #N/A | #N/A | Material Claiming | 0 |  |  | #N/A |  |  |  | 0 |  |  | SLM |  |  | REM
| - | #N/A | #N/A | #N/A | Material Claiming | 0 |  |  | #N/A |  |  |  | 0 |  |  | SLM |  |  | REM
| - | #N/A | #N/A | #N/A | Material Claiming | 0 |  |  | #N/A |  |  |  | 0 |  |  | SLM |  |  | REM
| - | #N/A | #N/A | #N/A | Material Claiming | 0 |  |  | #N/A |  |  |  | 0 |  |  | SLM |  |  | REM
| - | #N/A | #N/A | #N/A | Material Claiming | 0 |  |  | #N/A |  |  |  | 0 |  |  | SLM |  |  | REM
| - | #N/A | #N/A | #N/A | Material Claiming | 0 |  |  | #N/A |  |  |  | 0 |  |  | SLM |  |  | REM
| - | #N/A | #N/A | #N/A | Material Claiming | 0 |  |  | #N/A |  |  |  | 0 |  |  | SLM |  |  | REM
| - | #N/A | #N/A | #N/A | Material Claiming | 0 |  |  | #N/A |  |  |  | 0 |  |  | SLM |  |  | REM
| - | #N/A | #N/A | #N/A | Material Claiming | 0 |  |  | #N/A |  |  |  | 0 |  |  | SLM |  |  | REM
| - | #N/A | #N/A | #N/A | Material Claiming | 0 |  |  | #N/A |  |  |  | 0 |  |  | SLM |  |  | REM
| - | #N/A | #N/A | #N/A | Material Claiming | 0 |  |  | #N/A |  |  |  | 0 |  |  | SLM |  |  | REM
| - | #N/A | #N/A | #N/A | Material Claiming | 0 |  |  | #N/A |  |  |  | 0 |  |  | SLM |  |  | REM
| - | #N/A | #N/A | #N/A | Material Claiming | 0 |  |  | #N/A |  |  |  | 0 |  |  | SLM |  |  | REM
| - | #N/A | #N/A | #N/A | Material Claiming | 0 |  |  | #N/A |  |  |  | 0 |  |  | SLM |  |  | REM
| - | #N/A | #N/A | #N/A | Material Claiming | 0 |  |  | #N/A |  |  |  | 0 |  |  | SLM |  |  | REM
| - | #N/A | #N/A | #N/A | Material Claiming | 0 |  |  | #N/A |  |  |  | 0 |  |  | SLM |  |  | REM
| - | #N/A | #N/A | #N/A | Material Claiming | 0 |  |  | #N/A |  |  |  | 0 |  |  | SLM |  |  | REM
| - | #N/A | #N/A | #N/A | Material Claiming | 0 |  |  | #N/A |  |  |  | 0 |  |  | SLM |  |  | REM
| - | #N/A | #N/A | #N/A | Material Claiming | 0 |  |  | #N/A |  |  |  | 0 |  |  | SLM |  |  | REM
| - | #N/A | #N/A | #N/A | Material Claiming | 0 |  |  | #N/A |  |  |  | 0 |  |  | SLM |  |  | REM
| - | #N/A | #N/A | #N/A | Material Claiming | 0 |  |  | #N/A |  |  |  | 0 |  |  | SLM |  |  | REM
| - | #N/A | #N/A | #N/A | Material Claiming | 0 |  |  | #N/A |  |  |  | 0 |  |  | SLM |  |  | REM
| - | #N/A | #N/A | #N/A | Material Claiming | 0 |  |  | #N/A |  |  |  | 0 |  |  | SLM |  |  | REM
| - | #N/A | #N/A | #N/A | Material Claiming | 0 |  |  | #N/A |  |  |  | 0 |  |  | SLM |  |  | REM
| - | #N/A | #N/A | #N/A | Material Claiming | 0 |  |  | #N/A |  |  |  | 0 |  |  | SLM |  |  | REM
| - | #N/A | #N/A | #N/A | Material Claiming | 0 |  |  | #N/A |  |  |  | 0 |  |  | SLM |  |  | REM
| - | #N/A | #N/A | #N/A | Material Claiming | 0 |  |  | #N/A |  |  |  | 0 |  |  | SLM |  |  | REM
| - | #N/A | #N/A | #N/A | Material Claiming | 0 |  |  | #N/A |  |  |  | 0 |  |  | SLM |  |  | REM
| - | #N/A | #N/A | #N/A | Material Claiming | 0 |  |  | #N/A |  |  |  | 0 |  |  | SLM |  |  | REM
| - | #N/A | #N/A | #N/A | Material Claiming | 0 |  |  | #N/A |  |  |  | 0 |  |  | SLM |  |  | REM
| - | #N/A | #N/A | #N/A | Material Claiming | 0 |  |  | #N/A |  |  |  | 0 |  |  | SLM |  |  | REM
| - | #N/A | #N/A | #N/A | Material Claiming | 0 |  |  | #N/A |  |  |  | 0 |  |  | SLM |  |  | REM
| - | #N/A | #N/A | #N/A | Material Claiming | 0 |  |  | #N/A |  |  |  | 0 |  |  | SLM |  |  | REM
| - | #N/A | #N/A | #N/A | Material Claiming | 0 |  |  | #N/A |  |  |  | 0 |  |  | SLM |  |  | REM
| - | #N/A | #N/A | #N/A | Material Claiming | 0 |  |  | #N/A |  |  |  | 0 |  |  | SLM |  |  | REM
| - | #N/A | #N/A | #N/A | Material Claiming | 0 |  |  | #N/A |  |  |  | 0 |  |  | SLM |  |  | REM
| - | #N/A | #N/A | #N/A | Material Claiming | 0 |  |  | #N/A |  |  |  | 0 |  |  | SLM |  |  | REM
| - | #N/A | #N/A | #N/A | Material Claiming | 0 |  |  | #N/A |  |  |  | 0 |  |  | SLM |  |  | REM
| - | #N/A | #N/A | #N/A | Material Claiming | 0 |  |  | #N/A |  |  |  | 0 |  |  | SLM |  |  | REM
| - | #N/A | #N/A | #N/A | Material Claiming | 0 |  |  | #N/A |  |  |  | 0 |  |  | SLM |  |  | REM
| - | #N/A | #N/A | #N/A | Material Claiming | 0 |  |  | #N/A |  |  |  | 0 |  |  | SLM |  |  | REM
| - | #N/A | #N/A | #N/A | Material Claiming | 0 |  |  | #N/A |  |  |  | 0 |  |  | SLM |  |  | REM
| - | #N/A | #N/A | #N/A | Material Claiming | 0 |  |  | #N/A |  |  |  | 0 |  |  | SLM |  |  | REM
| - | #N/A | #N/A | #N/A | Material Claiming | 0 |  |  | #N/A |  |  |  | 0 |  |  | SLM |  |  | REM
| - | #N/A | #N/A | #N/A | Material Claiming | 0 |  |  | #N/A |  |  |  | 0 |  |  | SLM |  |  | REM
| - | #N/A | #N/A | #N/A | Material Claiming | 0 |  |  | #N/A |  |  |  | 0 |  |  | SLM |  |  | REM
| - | #N/A | #N/A | #N/A | Material Claiming | 0 |  |  | #N/A |  |  |  | 0 |  |  | SLM |  |  | REM
| - | #N/A | #N/A | #N/A | Material Claiming | 0 |  |  | #N/A |  |  |  | 0 |  |  | SLM |  |  | REM
| - | #N/A | #N/A | #N/A | Material Claiming | 0 |  |  | #N/A |  |  |  | 0 |  |  | SLM |  |  | REM
| - | #N/A | #N/A | #N/A | Material Claiming | 0 |  |  | #N/A |  |  |  | 0 |  |  | SLM |  |  | REM
| - | #N/A | #N/A | #N/A | Material Claiming | 0 |  |  | #N/A |  |  |  | 0 |  |  | SLM |  |  | REM
| - | #N/A | #N/A | #N/A | Material Claiming | 0 |  |  | #N/A |  |  |  | 0 |  |  | SLM |  |  | REM
| - | #N/A | #N/A | #N/A | Material Claiming | 0 |  |  | #N/A |  |  |  | 0 |  |  | SLM |  |  | REM
| - | #N/A | #N/A | #N/A | Material Claiming | 0 |  |  | #N/A |  |  |  | 0 |  |  | SLM |  |  | REM
| - | #N/A | #N/A | #N/A | Material Claiming | 0 |  |  | #N/A |  |  |  | 0 |  |  | SLM |  |  | REM
| - | #N/A | #N/A | #N/A | Material Claiming | 0 |  |  | #N/A |  |  |  | 0 |  |  | SLM |  |  | REM
| - | #N/A | #N/A | #N/A | Material Claiming | 0 |  |  | #N/A |  |  |  | 0 |  |  | SLM |  |  | REM
| - | #N/A | #N/A | #N/A | Material Claiming | 0 |  |  | #N/A |  |  |  | 0 |  |  | SLM |  |  | REM
| - | #N/A | #N/A | #N/A | Material Claiming | 0 |  |  | #N/A |  |  |  | 0 |  |  | SLM |  |  | REM
| - | #N/A | #N/A | #N/A | Material Claiming | 0 |  |  | #N/A |  |  |  | 0 |  |  | SLM |  |  | REM
| - | #N/A | #N/A | #N/A | Material Claiming | 0 |  |  | #N/A |  |  |  | 0 |  |  | SLM |  |  | REM
| - | #N/A | #N/A | #N/A | Material Claiming | 0 |  |  | #N/A |  |  |  | 0 |  |  | SLM |  |  | REM
| - | #N/A | #N/A | #N/A | Material Claiming | 0 |  |  | #N/A |  |  |  | 0 |  |  | SLM |  |  | REM
| - | #N/A | #N/A | #N/A | Material Claiming | 0 |  |  | #N/A |  |  |  | 0 |  |  | SLM |  |  | REM
| - | #N/A | #N/A | #N/A | Material Claiming | 0 |  |  | #N/A |  |  |  | 0 |  |  | SLM |  |  | REM
| - | #N/A | #N/A | #N/A | Material Claiming | 0 |  |  | #N/A |  |  |  | 0 |  |  | SLM |  |  | REM
| - | #N/A | #N/A | #N/A | Material Claiming | 0 |  |  | #N/A |  |  |  | 0 |  |  | SLM |  |  | REM
| - | #N/A | #N/A | #N/A | Material Claiming | 0 |  |  | #N/A |  |  |  | 0 |  |  | SLM |  |  | REM
| - | #N/A | #N/A | #N/A | Material Claiming | 0 |  |  | #N/A |  |  |  | 0 |  |  | SLM |  |  | REM
| - | #N/A | #N/A | #N/A | Material Claiming | 0 |  |  | #N/A |  |  |  | 0 |  |  | SLM |  |  | REM
| - | #N/A | #N/A | #N/A | Material Claiming | 0 |  |  | #N/A |  |  |  | 0 |  |  | SLM |  |  | REM
| - | #N/A | #N/A | #N/A | Material Claiming | 0 |  |  | #N/A |  |  |  | 0 |  |  | SLM |  |  | REM
| - | #N/A | #N/A | #N/A | Material Claiming | 0 |  |  | #N/A |  |  |  | 0 |  |  | SLM |  |  | REM
| - | #N/A | #N/A | #N/A | Material Claiming | 0 |  |  | #N/A |  |  |  | 0 |  |  | SLM |  |  | REM
| - | #N/A | #N/A | #N/A | Material Claiming | 0 |  |  | #N/A |  |  |  | 0 |  |  | SLM |  |  | REM
| - | #N/A | #N/A | #N/A | Material Claiming | 0 |  |  | #N/A |  |  |  | 0 |  |  | SLM |  |  | REM
| - | #N/A | #N/A | #N/A | Material Claiming | 0 |  |  | #N/A |  |  |  | 0 |  |  | SLM |  |  | REM
| - | #N/A | #N/A | #N/A | Material Claiming | 0 |  |  | #N/A |  |  |  | 0 |  |  | SLM |  |  | REM
| - | #N/A | #N/A | #N/A | Material Claiming | 0 |  |  | #N/A |  |  |  | 0 |  |  | SLM |  |  | REM
| - | #N/A | #N/A | #N/A | Material Claiming | 0 |  |  | #N/A |  |  |  | 0 |  |  | SLM |  |  | REM
| - | #N/A | #N/A | #N/A | Material Claiming | 0 |  |  | #N/A |  |  |  | 0 |  |  | SLM |  |  | REM
| - | #N/A | #N/A | #N/A | Material Claiming | 0 |  |  | #N/A |  |  |  | 0 |  |  | SLM |  |  | REM
| - | #N/A | #N/A | #N/A | Material Claiming | 0 |  |  | #N/A |  |  |  | 0 |  |  | SLM |  |  | REM
| - | #N/A | #N/A | #N/A | Material Claiming | 0 |  |  | #N/A |  |  |  | 0 |  |  | SLM |  |  | REM
| - | #N/A | #N/A | #N/A | Material Claiming | 0 |  |  | #N/A |  |  |  | 0 |  |  | SLM |  |  | REM
| - | #N/A | #N/A | #N/A | Material Claiming | 0 |  |  | #N/A |  |  |  | 0 |  |  | SLM |  |  | REM
| - | #N/A | #N/A | #N/A | Material Claiming | 0 |  |  | #N/A |  |  |  | 0 |  |  | SLM |  |  | REM
| - | #N/A | #N/A | #N/A | Material Claiming | 0 |  |  | #N/A |  |  |  | 0 |  |  | SLM |  |  | REM
| - | #N/A | #N/A | #N/A | Material Claiming | 0 |  |  | #N/A |  |  |  | 0 |  |  | SLM |  |  | REM
| - | #N/A | #N/A | #N/A | Material Claiming | 0 |  |  | #N/A |  |  |  | 0 |  |  | SLM |  |  | REM
| - | #N/A | #N/A | #N/A | Material Claiming | 0 |  |  | #N/A |  |  |  | 0 |  |  | SLM |  |  | REM
| - | #N/A | #N/A | #N/A | Material Claiming | 0 |  |  | #N/A |  |  |  | 0 |  |  | SLM |  |  | REM
| - | #N/A | #N/A | #N/A | Material Claiming | 0 |  |  | #N/A |  |  |  | 0 |  |  | SLM |  |  | REM
| - | #N/A | #N/A | #N/A | Material Claiming | 0 |  |  | #N/A |  |  |  | 0 |  |  | SLM |  |  | REM
| - | #N/A | #N/A | #N/A | Material Claiming | 0 |  |  | #N/A |  |  |  | 0 |  |  | SLM |  |  | REM
| - | #N/A | #N/A | #N/A | Material Claiming | 0 |  |  | #N/A |  |  |  | 0 |  |  | SLM |  |  | REM
| - | #N/A | #N/A | #N/A | Material Claiming | 0 |  |  | #N/A |  |  |  | 0 |  |  | SLM |  |  | REM
| - | #N/A | #N/A | #N/A | Material Claiming | 0 |  |  | #N/A |  |  |  | 0 |  |  | SLM |  |  | REM
| - | #N/A | #N/A | #N/A | Material Claiming | 0 |  |  | #N/A |  |  |  | 0 |  |  | SLM |  |  | REM
| - | #N/A | #N/A | #N/A | Material Claiming | 0 |  |  | #N/A |  |  |  | 0 |  |  | SLM |  |  | REM
| - | #N/A | #N/A | #N/A | Material Claiming | 0 |  |  | #N/A |  |  |  | 0 |  |  | SLM |  |  | REM
| - | #N/A | #N/A | #N/A | Material Claiming | 0 |  |  | #N/A |  |  |  | 0 |  |  | SLM |  |  | REM
| - | #N/A | #N/A | #N/A | Material Claiming | 0 |  |  | #N/A |  |  |  | 0 |  |  | SLM |  |  | REM
| - | #N/A | #N/A | #N/A | Material Claiming | 0 |  |  | #N/A |  |  |  | 0 |  |  | SLM |  |  | REM
| - | #N/A | #N/A | #N/A | Material Claiming | 0 |  |  | #N/A |  |  |  | 0 |  |  | SLM |  |  | REM
| - | #N/A | #N/A | #N/A | Material Claiming | 0 |  |  | #N/A |  |  |  | 0 |  |  | SLM |  |  | REM
| - | #N/A | #N/A | #N/A | Material Claiming | 0 |  |  | #N/A |  |  |  | 0 |  |  | SLM |  |  | REM
| - | #N/A | #N/A | #N/A | Material Claiming | 0 |  |  | #N/A |  |  |  | 0 |  |  | SLM |  |  | REM
| - | #N/A | #N/A | #N/A | Material Claiming | 0 |  |  | #N/A |  |  |  | 0 |  |  | SLM |  |  | REM
| - | #N/A | #N/A | #N/A | Material Claiming | 0 |  |  | #N/A |  |  |  | 0 |  |  | SLM |  |  | REM
| - | #N/A | #N/A | #N/A | Material Claiming | 0 |  |  | #N/A |  |  |  | 0 |  |  | SLM |  |  | REM
| - | #N/A | #N/A | #N/A | Material Claiming | 0 |  |  | #N/A |  |  |  | 0 |  |  | SLM |  |  | REM
| - | #N/A | #N/A | #N/A | Material Claiming | 0 |  |  | #N/A |  |  |  | 0 |  |  | SLM |  |  | REM
| - | #N/A | #N/A | #N/A | Material Claiming | 0 |  |  | #N/A |  |  |  | 0 |  |  | SLM |  |  | REM
| - | #N/A | #N/A | #N/A | Material Claiming | 0 |  |  | #N/A |  |  |  | 0 |  |  | SLM |  |  | REM
| - | #N/A | #N/A | #N/A | Material Claiming | 0 |  |  | #N/A |  |  |  | 0 |  |  | SLM |  |  | REM
| - | #N/A | #N/A | #N/A | Material Claiming | 0 |  |  | #N/A |  |  |  | 0 |  |  | SLM |  |  | REM
| - | #N/A | #N/A | #N/A | Material Claiming | 0 |  |  | #N/A |  |  |  | 0 |  |  | SLM |  |  | REM
| - | #N/A | #N/A | #N/A | Material Claiming | 0 |  |  | #N/A |  |  |  | 0 |  |  | SLM |  |  | REM
| - | #N/A | #N/A | #N/A | Material Claiming | 0 |  |  | #N/A |  |  |  | 0 |  |  | SLM |  |  | REM
| - | #N/A | #N/A | #N/A | Material Claiming | 0 |  |  | #N/A |  |  |  | 0 |  |  | SLM |  |  | REM
| - | #N/A | #N/A | #N/A | Material Claiming | 0 |  |  | #N/A |  |  |  | 0 |  |  | SLM |  |  | REM
| - | #N/A | #N/A | #N/A | Material Claiming | 0 |  |  | #N/A |  |  |  | 0 |  |  | SLM |  |  | REM
| - | #N/A | #N/A | #N/A | Material Claiming | 0 |  |  | #N/A |  |  |  | 0 |  |  | SLM |  |  | REM
| - | #N/A | #N/A | #N/A | Material Claiming | 0 |  |  | #N/A |  |  |  | 0 |  |  | SLM |  |  | REM
| - | #N/A | #N/A | #N/A | Material Claiming | 0 |  |  | #N/A |  |  |  | 0 |  |  | SLM |  |  | REM
| - | #N/A | #N/A | #N/A | Material Claiming | 0 |  |  | #N/A |  |  |  | 0 |  |  | SLM |  |  | REM
| - | #N/A | #N/A | #N/A | Material Claiming | 0 |  |  | #N/A |  |  |  | 0 |  |  | SLM |  |  | REM
| - | #N/A | #N/A | #N/A | Material Claiming | 0 |  |  | #N/A |  |  |  | 0 |  |  | SLM |  |  | REM
| - | #N/A | #N/A | #N/A | Material Claiming | 0 |  |  | #N/A |  |  |  | 0 |  |  | SLM |  |  | REM
| - | #N/A | #N/A | #N/A | Material Claiming | 0 |  |  | #N/A |  |  |  | 0 |  |  | SLM |  |  | REM
| - | #N/A | #N/A | #N/A | Material Claiming | 0 |  |  | #N/A |  |  |  | 0 |  |  | SLM |  |  | REM
| - | #N/A | #N/A | #N/A | Material Claiming | 0 |  |  | #N/A |  |  |  | 0 |  |  | SLM |  |  | REM
| - | #N/A | #N/A | #N/A | Material Claiming | 0 |  |  | #N/A |  |  |  | 0 |  |  | SLM |  |  | REM
| - | #N/A | #N/A | #N/A | Material Claiming | 0 |  |  | #N/A |  |  |  | 0 |  |  | SLM |  |  | REM
| - | #N/A | #N/A | #N/A | Material Claiming | 0 |  |  | #N/A |  |  |  | 0 |  |  | SLM |  |  | REM
| - | #N/A | #N/A | #N/A | Material Claiming | 0 |  |  | #N/A |  |  |  | 0 |  |  | SLM |  |  | REM
| - | #N/A | #N/A | #N/A | Material Claiming | 0 |  |  | #N/A |  |  |  | 0 |  |  | SLM |  |  | REM
| - | #N/A | #N/A | #N/A | Material Claiming | 0 |  |  | #N/A |  |  |  | 0 |  |  | SLM |  |  | REM
| - | #N/A | #N/A | #N/A | Material Claiming | 0 |  |  | #N/A |  |  |  | 0 |  |  | SLM |  |  | REM
| - | #N/A | #N/A | #N/A | Material Claiming | 0 |  |  | #N/A |  |  |  | 0 |  |  | SLM |  |  | REM
| - | #N/A | #N/A | #N/A | Material Claiming | 0 |  |  | #N/A |  |  |  | 0 |  |  | SLM |  |  | REM
| - | #N/A | #N/A | #N/A | Material Claiming | 0 |  |  | #N/A |  |  |  | 0 |  |  | SLM |  |  | REM
| - | #N/A | #N/A | #N/A | Material Claiming | 0 |  |  | #N/A |  |  |  | 0 |  |  | SLM |  |  | REM
| - | #N/A | #N/A | #N/A | Material Claiming | 0 |  |  | #N/A |  |  |  | 0 |  |  | SLM |  |  | REM
| - | #N/A | #N/A | #N/A | Material Claiming | 0 |  |  | #N/A |  |  |  | 0 |  |  | SLM |  |  | REM
| - | #N/A | #N/A | #N/A | Material Claiming | 0 |  |  | #N/A |  |  |  | 0 |  |  | SLM |  |  | REM
| - | #N/A | #N/A | #N/A | Material Claiming | 0 |  |  | #N/A |  |  |  | 0 |  |  | SLM |  |  | REM
| - | #N/A | #N/A | #N/A | Material Claiming | 0 |  |  | #N/A |  |  |  | 0 |  |  | SLM |  |  | REM
| - | #N/A | #N/A | #N/A | Material Claiming | 0 |  |  | #N/A |  |  |  | 0 |  |  | SLM |  |  | REM
| - | #N/A | #N/A | #N/A | Material Claiming | 0 |  |  | #N/A |  |  |  | 0 |  |  | SLM |  |  | REM
| - | #N/A | #N/A | #N/A | Material Claiming | 0 |  |  | #N/A |  |  |  | 0 |  |  | SLM |  |  | REM
| - | #N/A | #N/A | #N/A | Material Claiming | 0 |  |  | #N/A |  |  |  | 0 |  |  | SLM |  |  | REM
| - | #N/A | #N/A | #N/A | Material Claiming | 0 |  |  | #N/A |  |  |  | 0 |  |  | SLM |  |  | REM
| - | #N/A | #N/A | #N/A | Material Claiming | 0 |  |  | #N/A |  |  |  | 0 |  |  | SLM |  |  | REM
| - | #N/A | #N/A | #N/A | Material Claiming | 0 |  |  | #N/A |  |  |  | 0 |  |  | SLM |  |  | REM
| - | #N/A | #N/A | #N/A | Material Claiming | 0 |  |  | #N/A |  |  |  | 0 |  |  | SLM |  |  | REM
| - | #N/A | #N/A | #N/A | Material Claiming | 0 |  |  | #N/A |  |  |  | 0 |  |  | SLM |  |  | REM
| - | #N/A | #N/A | #N/A | Material Claiming | 0 |  |  | #N/A |  |  |  | 0 |  |  | SLM |  |  | REM
| - | #N/A | #N/A | #N/A | Material Claiming | 0 |  |  | #N/A |  |  |  | 0 |  |  | SLM |  |  | REM
| - | #N/A | #N/A | #N/A | Material Claiming | 0 |  |  | #N/A |  |  |  | 0 |  |  | SLM |  |  | REM
| - | #N/A | #N/A | #N/A | Material Claiming | 0 |  |  | #N/A |  |  |  | 0 |  |  | SLM |  |  | REM
| - | #N/A | #N/A | #N/A | Material Claiming | 0 |  |  | #N/A |  |  |  | 0 |  |  | SLM |  |  | REM
| - | #N/A | #N/A | #N/A | Material Claiming | 0 |  |  | #N/A |  |  |  | 0 |  |  | SLM |  |  | REM
| - | #N/A | #N/A | #N/A | Material Claiming | 0 |  |  | #N/A |  |  |  | 0 |  |  | SLM |  |  | REM
| - | #N/A | #N/A | #N/A | Material Claiming | 0 |  |  | #N/A |  |  |  | 0 |  |  | SLM |  |  | REM
| - | #N/A | #N/A | #N/A | Material Claiming | 0 |  |  | #N/A |  |  |  | 0 |  |  | SLM |  |  | REM
| - | #N/A | #N/A | #N/A | Material Claiming | 0 |  |  | #N/A |  |  |  | 0 |  |  | SLM |  |  | REM
| - | #N/A | #N/A | #N/A | Material Claiming | 0 |  |  | #N/A |  |  |  | 0 |  |  | SLM |  |  | REM
| - | #N/A | #N/A | #N/A | Material Claiming | 0 |  |  | #N/A |  |  |  | 0 |  |  | SLM |  |  | REM
| - | #N/A | #N/A | #N/A | Material Claiming | 0 |  |  | #N/A |  |  |  | 0 |  |  | SLM |  |  | REM
| - | #N/A | #N/A | #N/A | Material Claiming | 0 |  |  | #N/A |  |  |  | 0 |  |  | SLM |  |  | REM
| - | #N/A | #N/A | #N/A | Material Claiming | 0 |  |  | #N/A |  |  |  | 0 |  |  | SLM |  |  | REM
| - | #N/A | #N/A | #N/A | Material Claiming | 0 |  |  | #N/A |  |  |  | 0 |  |  | SLM |  |  | REM
| - | #N/A | #N/A | #N/A | Material Claiming | 0 |  |  | #N/A |  |  |  | 0 |  |  | SLM |  |  | REM
| - | #N/A | #N/A | #N/A | Material Claiming | 0 |  |  | #N/A |  |  |  | 0 |  |  | SLM |  |  | REM
| - | #N/A | #N/A | #N/A | Material Claiming | 0 |  |  | #N/A |  |  |  | 0 |  |  | SLM |  |  | REM
| - | #N/A | #N/A | #N/A | Material Claiming | 0 |  |  | #N/A |  |  |  | 0 |  |  | SLM |  |  | REM
| - | #N/A | #N/A | #N/A | Material Claiming | 0 |  |  | #N/A |  |  |  | 0 |  |  | SLM |  |  | REM
| - | #N/A | #N/A | #N/A | Material Claiming | 0 |  |  | #N/A |  |  |  | 0 |  |  | SLM |  |  | REM
| - | #N/A | #N/A | #N/A | Material Claiming | 0 |  |  | #N/A |  |  |  | 0 |  |  | SLM |  |  | REM
| - | #N/A | #N/A | #N/A | Material Claiming | 0 |  |  | #N/A |  |  |  | 0 |  |  | SLM |  |  | REM
| - | #N/A | #N/A | #N/A | Material Claiming | 0 |  |  | #N/A |  |  |  | 0 |  |  | SLM |  |  | REM
| - | #N/A | #N/A | #N/A | Material Claiming | 0 |  |  | #N/A |  |  |  | 0 |  |  | SLM |  |  | REM
| - | #N/A | #N/A | #N/A | Material Claiming | 0 |  |  | #N/A |  |  |  | 0 |  |  | SLM |  |  | REM
| - | #N/A | #N/A | #N/A | Material Claiming | 0 |  |  | #N/A |  |  |  | 0 |  |  | SLM |  |  | REM
| - | #N/A | #N/A | #N/A | Material Claiming | 0 |  |  | #N/A |  |  |  | 0 |  |  | SLM |  |  | REM
| - | #N/A | #N/A | #N/A | Material Claiming | 0 |  |  | #N/A |  |  |  | 0 |  |  | SLM |  |  | REM
| - | #N/A | #N/A | #N/A | Material Claiming | 0 |  |  | #N/A |  |  |  | 0 |  |  | SLM |  |  | REM
| - | #N/A | #N/A | #N/A | Material Claiming | 0 |  |  | #N/A |  |  |  | 0 |  |  | SLM |  |  | REM
| - | #N/A | #N/A | #N/A | Material Claiming | 0 |  |  | #N/A |  |  |  | 0 |  |  | SLM |  |  | REM
| - | #N/A | #N/A | #N/A | Material Claiming | 0 |  |  | #N/A |  |  |  | 0 |  |  | SLM |  |  | REM
| - | #N/A | #N/A | #N/A | Material Claiming | 0 |  |  | #N/A |  |  |  | 0 |  |  | SLM |  |  | REM
| - | #N/A | #N/A | #N/A | Material Claiming | 0 |  |  | #N/A |  |  |  | 0 |  |  | SLM |  |  | REM
| - | #N/A | #N/A | #N/A | Material Claiming | 0 |  |  | #N/A |  |  |  | 0 |  |  | SLM |  |  | REM
| - | #N/A | #N/A | #N/A | Material Claiming | 0 |  |  | #N/A |  |  |  | 0 |  |  | SLM |  |  | REM
| - | #N/A | #N/A | #N/A | Material Claiming | 0 |  |  | #N/A |  |  |  | 0 |  |  | SLM |  |  | REM
| - | #N/A | #N/A | #N/A | Material Claiming | 0 |  |  | #N/A |  |  |  | 0 |  |  | SLM |  |  | REM
| - | #N/A | #N/A | #N/A | Material Claiming | 0 |  |  | #N/A |  |  |  | 0 |  |  | SLM |  |  | REM
| - | #N/A | #N/A | #N/A | Material Claiming | 0 |  |  | #N/A |  |  |  | 0 |  |  | SLM |  |  | REM
| - | #N/A | #N/A | #N/A | Material Claiming | 0 |  |  | #N/A |  |  |  | 0 |  |  | SLM |  |  | REM
| - | #N/A | #N/A | #N/A | Material Claiming | 0 |  |  | #N/A |  |  |  | 0 |  |  | SLM |  |  | REM
| - | #N/A | #N/A | #N/A | Material Claiming | 0 |  |  | #N/A |  |  |  | 0 |  |  | SLM |  |  | REM
| - | #N/A | #N/A | #N/A | Material Claiming | 0 |  |  | #N/A |  |  |  | 0 |  |  | SLM |  |  | REM
| - | #N/A | #N/A | #N/A | Material Claiming | 0 |  |  | #N/A |  |  |  | 0 |  |  | SLM |  |  | REM
| - | #N/A | #N/A | #N/A | Material Claiming | 0 |  |  | #N/A |  |  |  | 0 |  |  | SLM |  |  | REM
| - | #N/A | #N/A | #N/A | Material Claiming | 0 |  |  | #N/A |  |  |  | 0 |  |  | SLM |  |  | REM
| - | #N/A | #N/A | #N/A | Material Claiming | 0 |  |  | #N/A |  |  |  | 0 |  |  | SLM |  |  | REM
| - | #N/A | #N/A | #N/A | Material Claiming | 0 |  |  | #N/A |  |  |  | 0 |  |  | SLM |  |  | REM
| - | #N/A | #N/A | #N/A | Material Claiming | 0 |  |  | #N/A |  |  |  | 0 |  |  | SLM |  |  | REM
| - | #N/A | #N/A | #N/A | Material Claiming | 0 |  |  | #N/A |  |  |  | 0 |  |  | SLM |  |  | REM
| - | #N/A | #N/A | #N/A | Material Claiming | 0 |  |  | #N/A |  |  |  | 0 |  |  | SLM |  |  | REM
| - | #N/A | #N/A | #N/A | Material Claiming | 0 |  |  | #N/A |  |  |  | 0 |  |  | SLM |  |  | REM
| - | #N/A | #N/A | #N/A | Material Claiming | 0 |  |  | #N/A |  |  |  | 0 |  |  | SLM |  |  | REM
| - | #N/A | #N/A | #N/A | Material Claiming | 0 |  |  | #N/A |  |  |  | 0 |  |  | SLM |  |  | REM
| - | #N/A | #N/A | #N/A | Material Claiming | 0 |  |  | #N/A |  |  |  | 0 |  |  | SLM |  |  | REM
| - | #N/A | #N/A | #N/A | Material Claiming | 0 |  |  | #N/A |  |  |  | 0 |  |  | SLM |  |  | REM
| - | #N/A | #N/A | #N/A | Material Claiming | 0 |  |  | #N/A |  |  |  | 0 |  |  | SLM |  |  | REM
| - | #N/A | #N/A | #N/A | Material Claiming | 0 |  |  | #N/A |  |  |  | 0 |  |  | SLM |  |  | REM
| - | #N/A | #N/A | #N/A | Material Claiming | 0 |  |  | #N/A |  |  |  | 0 |  |  | SLM |  |  | REM
| - | #N/A | #N/A | #N/A | Material Claiming | 0 |  |  | #N/A |  |  |  | 0 |  |  | SLM |  |  | REM
| - | #N/A | #N/A | #N/A | Material Claiming | 0 |  |  | #N/A |  |  |  | 0 |  |  | SLM |  |  | REM
| - | #N/A | #N/A | #N/A | Material Claiming | 0 |  |  | #N/A |  |  |  | 0 |  |  | SLM |  |  | REM
| - | #N/A | #N/A | #N/A | Material Claiming | 0 |  |  | #N/A |  |  |  | 0 |  |  | SLM |  |  | REM
| - | #N/A | #N/A | #N/A | Material Claiming | 0 |  |  | #N/A |  |  |  | 0 |  |  | SLM |  |  | REM
| - | #N/A | #N/A | #N/A | Material Claiming | 0 |  |  | #N/A |  |  |  | 0 |  |  | SLM |  |  | REM
| - | #N/A | #N/A | #N/A | Material Claiming | 0 |  |  | #N/A |  |  |  | 0 |  |  | SLM |  |  | REM
| - | #N/A | #N/A | #N/A | Material Claiming | 0 |  |  | #N/A |  |  |  | 0 |  |  | SLM |  |  | REM
| - | #N/A | #N/A | #N/A | Material Claiming | 0 |  |  | #N/A |  |  |  | 0 |  |  | SLM |  |  | REM
| - | #N/A | #N/A | #N/A | Material Claiming | 0 |  |  | #N/A |  |  |  | 0 |  |  | SLM |  |  | REM
| - | #N/A | #N/A | #N/A | Material Claiming | 0 |  |  | #N/A |  |  |  | 0 |  |  | SLM |  |  | REM
| - | #N/A | #N/A | #N/A | Material Claiming | 0 |  |  | #N/A |  |  |  | 0 |  |  | SLM |  |  | REM
| - | #N/A | #N/A | #N/A | Material Claiming | 0 |  |  | #N/A |  |  |  | 0 |  |  | SLM |  |  | REM
| - | #N/A | #N/A | #N/A | Material Claiming | 0 |  |  | #N/A |  |  |  | 0 |  |  | SLM |  |  | REM
| - | #N/A | #N/A | #N/A | Material Claiming | 0 |  |  | #N/A |  |  |  | 0 |  |  | SLM |  |  | REM
| - | #N/A | #N/A | #N/A | Material Claiming | 0 |  |  | #N/A |  |  |  | 0 |  |  | SLM |  |  | REM
| - | #N/A | #N/A | #N/A | Material Claiming | 0 |  |  | #N/A |  |  |  | 0 |  |  | SLM |  |  | REM
| - | #N/A | #N/A | #N/A | Material Claiming | 0 |  |  | #N/A |  |  |  | 0 |  |  | SLM |  |  | REM
| - | #N/A | #N/A | #N/A | Material Claiming | 0 |  |  | #N/A |  |  |  | 0 |  |  | SLM |  |  | REM
| - | #N/A | #N/A | #N/A | Material Claiming | 0 |  |  | #N/A |  |  |  | 0 |  |  | SLM |  |  | REM
| - | #N/A | #N/A | #N/A | Material Claiming | 0 |  |  | #N/A |  |  |  | 0 |  |  | SLM |  |  | REM
| - | #N/A | #N/A | #N/A | Material Claiming | 0 |  |  | #N/A |  |  |  | 0 |  |  | SLM |  |  | REM
| - | #N/A | #N/A | #N/A | Material Claiming | 0 |  |  | #N/A |  |  |  | 0 |  |  | SLM |  |  | REM
| - | #N/A | #N/A | #N/A | Material Claiming | 0 |  |  | #N/A |  |  |  | 0 |  |  | SLM |  |  | REM
| - | #N/A | #N/A | #N/A | Material Claiming | 0 |  |  | #N/A |  |  |  | 0 |  |  | SLM |  |  | REM
| - | #N/A | #N/A | #N/A | Material Claiming | 0 |  |  | #N/A |  |  |  | 0 |  |  | SLM |  |  | REM
| - | #N/A | #N/A | #N/A | Material Claiming | 0 |  |  | #N/A |  |  |  | 0 |  |  | SLM |  |  | REM
| - | #N/A | #N/A | #N/A | Material Claiming | 0 |  |  | #N/A |  |  |  | 0 |  |  | SLM |  |  | REM
| - | #N/A | #N/A | #N/A | Material Claiming | 0 |  |  | #N/A |  |  |  | 0 |  |  | SLM |  |  | REM
| - | #N/A | #N/A | #N/A | Material Claiming | 0 |  |  | #N/A |  |  |  | 0 |  |  | SLM |  |  | REM
| - | #N/A | #N/A | #N/A | Material Claiming | 0 |  |  | #N/A |  |  |  | 0 |  |  | SLM |  |  | REM
| - | #N/A | #N/A | #N/A | Material Claiming | 0 |  |  | #N/A |  |  |  | 0 |  |  | SLM |  |  | REM
| - | #N/A | #N/A | #N/A | Material Claiming | 0 |  |  | #N/A |  |  |  | 0 |  |  | SLM |  |  | REM
| - | #N/A | #N/A | #N/A | Material Claiming | 0 |  |  | #N/A |  |  |  | 0 |  |  | SLM |  |  | REM
| - | #N/A | #N/A | #N/A | Material Claiming | 0 |  |  | #N/A |  |  |  | 0 |  |  | SLM |  |  | REM
| - | #N/A | #N/A | #N/A | Material Claiming | 0 |  |  | #N/A |  |  |  | 0 |  |  | SLM |  |  | REM
| - | #N/A | #N/A | #N/A | Material Claiming | 0 |  |  | #N/A |  |  |  | 0 |  |  | SLM |  |  | REM
| - | #N/A | #N/A | #N/A | Material Claiming | 0 |  |  | #N/A |  |  |  | 0 |  |  | SLM |  |  | REM
| - | #N/A | #N/A | #N/A | Material Claiming | 0 |  |  | #N/A |  |  |  | 0 |  |  | SLM |  |  | REM
| - | #N/A | #N/A | #N/A | Material Claiming | 0 |  |  | #N/A |  |  |  | 0 |  |  | SLM |  |  | REM
| - | #N/A | #N/A | #N/A | Material Claiming | 0 |  |  | #N/A |  |  |  | 0 |  |  | SLM |  |  | REM
| - | #N/A | #N/A | #N/A | Material Claiming | 0 |  |  | #N/A |  |  |  | 0 |  |  | SLM |  |  | REM
| - | #N/A | #N/A | #N/A | Material Claiming | 0 |  |  | #N/A |  |  |  | 0 |  |  | SLM |  |  | REM
| - | #N/A | #N/A | #N/A | Material Claiming | 0 |  |  | #N/A |  |  |  | 0 |  |  | SLM |  |  | REM
| - | #N/A | #N/A | #N/A | Material Claiming | 0 |  |  | #N/A |  |  |  | 0 |  |  | SLM |  |  | REM
| - | #N/A | #N/A | #N/A | Material Claiming | 0 |  |  | #N/A |  |  |  | 0 |  |  | SLM |  |  | REM
| - | #N/A | #N/A | #N/A | Material Claiming | 0 |  |  | #N/A |  |  |  | 0 |  |  | SLM |  |  | REM
| - | #N/A | #N/A | #N/A | Material Claiming | 0 |  |  | #N/A |  |  |  | 0 |  |  | SLM |  |  | REM
| - | #N/A | #N/A | #N/A | Material Claiming | 0 |  |  | #N/A |  |  |  | 0 |  |  | SLM |  |  | REM
| - | #N/A | #N/A | #N/A | Material Claiming | 0 |  |  | #N/A |  |  |  | 0 |  |  | SLM |  |  | REM
| - | #N/A | #N/A | #N/A | Material Claiming | 0 |  |  | #N/A |  |  |  | 0 |  |  | SLM |  |  | REM
| - | #N/A | #N/A | #N/A | Material Claiming | 0 |  |  | #N/A |  |  |  | 0 |  |  | SLM |  |  | REM
| - | #N/A | #N/A | #N/A | Material Claiming | 0 |  |  | #N/A |  |  |  | 0 |  |  | SLM |  |  | REM
| - | #N/A | #N/A | #N/A | Material Claiming | 0 |  |  | #N/A |  |  |  | 0 |  |  | SLM |  |  | REM
| - | #N/A | #N/A | #N/A | Material Claiming | 0 |  |  | #N/A |  |  |  | 0 |  |  | SLM |  |  | REM
| - | #N/A | #N/A | #N/A | Material Claiming | 0 |  |  | #N/A |  |  |  | 0 |  |  | SLM |  |  | REM
| - | #N/A | #N/A | #N/A | Material Claiming | 0 |  |  | #N/A |  |  |  | 0 |  |  | SLM |  |  | REM
| - | #N/A | #N/A | #N/A | Material Claiming | 0 |  |  | #N/A |  |  |  | 0 |  |  | SLM |  |  | REM
| - | #N/A | #N/A | #N/A | Material Claiming | 0 |  |  | #N/A |  |  |  | 0 |  |  | SLM |  |  | REM
| - | #N/A | #N/A | #N/A | Material Claiming | 0 |  |  | #N/A |  |  |  | 0 |  |  | SLM |  |  | REM
| - | #N/A | #N/A | #N/A | Material Claiming | 0 |  |  | #N/A |  |  |  | 0 |  |  | SLM |  |  | REM
| - | #N/A | #N/A | #N/A | Material Claiming | 0 |  |  | #N/A |  |  |  | 0 |  |  | SLM |  |  | REM
| - | #N/A | #N/A | #N/A | Material Claiming | 0 |  |  | #N/A |  |  |  | 0 |  |  | SLM |  |  | REM
| - | #N/A | #N/A | #N/A | Material Claiming | 0 |  |  | #N/A |  |  |  | 0 |  |  | SLM |  |  | REM
| - | #N/A | #N/A | #N/A | Material Claiming | 0 |  |  | #N/A |  |  |  | 0 |  |  | SLM |  |  | REM
| - | #N/A | #N/A | #N/A | Material Claiming | 0 |  |  | #N/A |  |  |  | 0 |  |  | SLM |  |  | REM
| - | #N/A | #N/A | #N/A | Material Claiming | 0 |  |  | #N/A |  |  |  | 0 |  |  | SLM |  |  | REM
| - | #N/A | #N/A | #N/A | Material Claiming | 0 |  |  | #N/A |  |  |  | 0 |  |  | SLM |  |  | REM
| - | #N/A | #N/A | #N/A | Material Claiming | 0 |  |  | #N/A |  |  |  | 0 |  |  | SLM |  |  | REM
| - | #N/A | #N/A | #N/A | Material Claiming | 0 |  |  | #N/A |  |  |  | 0 |  |  | SLM |  |  | REM
| - | #N/A | #N/A | #N/A | Material Claiming | 0 |  |  | #N/A |  |  |  | 0 |  |  | SLM |  |  | REM
| - | #N/A | #N/A | #N/A | Material Claiming | 0 |  |  | #N/A |  |  |  | 0 |  |  | SLM |  |  | REM
| - | #N/A | #N/A | #N/A | Material Claiming | 0 |  |  | #N/A |  |  |  | 0 |  |  | SLM |  |  | REM
| - | #N/A | #N/A | #N/A | Material Claiming | 0 |  |  | #N/A |  |  |  | 0 |  |  | SLM |  |  | REM
| - | #N/A | #N/A | #N/A | Material Claiming | 0 |  |  | #N/A |  |  |  | 0 |  |  | SLM |  |  | REM
| - | #N/A | #N/A | #N/A | Material Claiming | 0 |  |  | #N/A |  |  |  | 0 |  |  | SLM |  |  | REM
| - | #N/A | #N/A | #N/A | Material Claiming | 0 |  |  | #N/A |  |  |  | 0 |  |  | SLM |  |  | REM
| - | #N/A | #N/A | #N/A | Material Claiming | 0 |  |  | #N/A |  |  |  | 0 |  |  | SLM |  |  | REM
| - | #N/A | #N/A | #N/A | Material Claiming | 0 |  |  | #N/A |  |  |  | 0 |  |  | SLM |  |  | REM
| - | #N/A | #N/A | #N/A | Material Claiming | 0 |  |  | #N/A |  |  |  | 0 |  |  | SLM |  |  | REM
| - | #N/A | #N/A | #N/A | Material Claiming | 0 |  |  | #N/A |  |  |  | 0 |  |  | SLM |  |  | REM
| - | #N/A | #N/A | #N/A | Material Claiming | 0 |  |  | #N/A |  |  |  | 0 |  |  | SLM |  |  | REM
| - | #N/A | #N/A | #N/A | Material Claiming | 0 |  |  | #N/A |  |  |  | 0 |  |  | SLM |  |  | REM
| - | #N/A | #N/A | #N/A | Material Claiming | 0 |  |  | #N/A |  |  |  | 0 |  |  | SLM |  |  | REM
| - | #N/A | #N/A | #N/A | Material Claiming | 0 |  |  | #N/A |  |  |  | 0 |  |  | SLM |  |  | REM
| - | #N/A | #N/A | #N/A | Material Claiming | 0 |  |  | #N/A |  |  |  | 0 |  |  | SLM |  |  | REM
| - | #N/A | #N/A | #N/A | Material Claiming | 0 |  |  | #N/A |  |  |  | 0 |  |  | SLM |  |  | REM
| - | #N/A | #N/A | #N/A | Material Claiming | 0 |  |  | #N/A |  |  |  | 0 |  |  | SLM |  |  | REM
| - | #N/A | #N/A | #N/A | Material Claiming | 0 |  |  | #N/A |  |  |  | 0 |  |  | SLM |  |  | REM
| - | #N/A | #N/A | #N/A | Material Claiming | 0 |  |  | #N/A |  |  |  | 0 |  |  | SLM |  |  | REM
| - | #N/A | #N/A | #N/A | Material Claiming | 0 |  |  | #N/A |  |  |  | 0 |  |  | SLM |  |  | REM
| - | #N/A | #N/A | #N/A | Material Claiming | 0 |  |  | #N/A |  |  |  | 0 |  |  | SLM |  |  | REM
| - | #N/A | #N/A | #N/A | Material Claiming | 0 |  |  | #N/A |  |  |  | 0 |  |  | SLM |  |  | REM
| - | #N/A | #N/A | #N/A | Material Claiming | 0 |  |  | #N/A |  |  |  | 0 |  |  | SLM |  |  | REM
| - | #N/A | #N/A | #N/A | Material Claiming | 0 |  |  | #N/A |  |  |  | 0 |  |  | SLM |  |  | REM
| - | #N/A | #N/A | #N/A | Material Claiming | 0 |  |  | #N/A |  |  |  | 0 |  |  | SLM |  |  | REM
| - | #N/A | #N/A | #N/A | Material Claiming | 0 |  |  | #N/A |  |  |  | 0 |  |  | SLM |  |  | REM
| - | #N/A | #N/A | #N/A | Material Claiming | 0 |  |  | #N/A |  |  |  | 0 |  |  | SLM |  |  | REM
| - | #N/A | #N/A | #N/A | Material Claiming | 0 |  |  | #N/A |  |  |  | 0 |  |  | SLM |  |  | REM
| - | #N/A | #N/A | #N/A | Material Claiming | 0 |  |  | #N/A |  |  |  | 0 |  |  | SLM |  |  | REM
| - | #N/A | #N/A | #N/A | Material Claiming | 0 |  |  | #N/A |  |  |  | 0 |  |  | SLM |  |  | REM
| - | #N/A | #N/A | #N/A | Material Claiming | 0 |  |  | #N/A |  |  |  | 0 |  |  | SLM |  |  | REM
| - | #N/A | #N/A | #N/A | Material Claiming | 0 |  |  | #N/A |  |  |  | 0 |  |  | SLM |  |  | REM
| - | #N/A | #N/A | #N/A | Material Claiming | 0 |  |  | #N/A |  |  |  | 0 |  |  | SLM |  |  | REM
| - | #N/A | #N/A | #N/A | Material Claiming | 0 |  |  | #N/A |  |  |  | 0 |  |  | SLM |  |  | REM
| - | #N/A | #N/A | #N/A | Material Claiming | 0 |  |  | #N/A |  |  |  | 0 |  |  | SLM |  |  | REM
| - | #N/A | #N/A | #N/A | Material Claiming | 0 |  |  | #N/A |  |  |  | 0 |  |  | SLM |  |  | REM
| - | #N/A | #N/A | #N/A | Material Claiming | 0 |  |  | #N/A |  |  |  | 0 |  |  | SLM |  |  | REM
| - | #N/A | #N/A | #N/A | Material Claiming | 0 |  |  | #N/A |  |  |  | 0 |  |  | SLM |  |  | REM
| - | #N/A | #N/A | #N/A | Material Claiming | 0 |  |  | #N/A |  |  |  | 0 |  |  | SLM |  |  | REM
| - | #N/A | #N/A | #N/A | Material Claiming | 0 |  |  | #N/A |  |  |  | 0 |  |  | SLM |  |  | REM
| - | #N/A | #N/A | #N/A | Material Claiming | 0 |  |  | #N/A |  |  |  | 0 |  |  | SLM |  |  | REM
| - | #N/A | #N/A | #N/A | Material Claiming | 0 |  |  | #N/A |  |  |  | 0 |  |  | SLM |  |  | REM
| - | #N/A | #N/A | #N/A | Material Claiming | 0 |  |  | #N/A |  |  |  | 0 |  |  | SLM |  |  | REM
| - | #N/A | #N/A | #N/A | Material Claiming | 0 |  |  | #N/A |  |  |  | 0 |  |  | SLM |  |  | REM
| - | #N/A | #N/A | #N/A | Material Claiming | 0 |  |  | #N/A |  |  |  | 0 |  |  | SLM |  |  | REM
| - | #N/A | #N/A | #N/A | Material Claiming | 0 |  |  | #N/A |  |  |  | 0 |  |  | SLM |  |  | REM
| - | #N/A | #N/A | #N/A | Material Claiming | 0 |  |  | #N/A |  |  |  | 0 |  |  | SLM |  |  | REM
| - | #N/A | #N/A | #N/A | Material Claiming | 0 |  |  | #N/A |  |  |  | 0 |  |  | SLM |  |  | REM
| - | #N/A | #N/A | #N/A | Material Claiming | 0 |  |  | #N/A |  |  |  | 0 |  |  | SLM |  |  | REM
| - | #N/A | #N/A | #N/A | Material Claiming | 0 |  |  | #N/A |  |  |  | 0 |  |  | SLM |  |  | REM
| - | #N/A | #N/A | #N/A | Material Claiming | 0 |  |  | #N/A |  |  |  | 0 |  |  | SLM |  |  | REM
| - | #N/A | #N/A | #N/A | Material Claiming | 0 |  |  | #N/A |  |  |  | 0 |  |  | SLM |  |  | REM
| - | #N/A | #N/A | #N/A | Material Claiming | 0 |  |  | #N/A |  |  |  | 0 |  |  | SLM |  |  | REM
| - | #N/A | #N/A | #N/A | Material Claiming | 0 |  |  | #N/A |  |  |  | 0 |  |  | SLM |  |  | REM
| - | #N/A | #N/A | #N/A | Material Claiming | 0 |  |  | #N/A |  |  |  | 0 |  |  | SLM |  |  | REM
| - | #N/A | #N/A | #N/A | Material Claiming | 0 |  |  | #N/A |  |  |  | 0 |  |  | SLM |  |  | REM
| - | #N/A | #N/A | #N/A | Material Claiming | 0 |  |  | #N/A |  |  |  | 0 |  |  | SLM |  |  | REM
| - | #N/A | #N/A | #N/A | Material Claiming | 0 |  |  | #N/A |  |  |  | 0 |  |  | SLM |  |  | REM
| - | #N/A | #N/A | #N/A | Material Claiming | 0 |  |  | #N/A |  |  |  | 0 |  |  | SLM |  |  | REM
| - | #N/A | #N/A | #N/A | Material Claiming | 0 |  |  | #N/A |  |  |  | 0 |  |  | SLM |  |  | REM
| - | #N/A | #N/A | #N/A | Material Claiming | 0 |  |  | #N/A |  |  |  | 0 |  |  | SLM |  |  | REM
| - | #N/A | #N/A | #N/A | Material Claiming | 0 |  |  | #N/A |  |  |  | 0 |  |  | SLM |  |  | REM
| - | #N/A | #N/A | #N/A | Material Claiming | 0 |  |  | #N/A |  |  |  | 0 |  |  | SLM |  |  | REM
| - | #N/A | #N/A | #N/A | Material Claiming | 0 |  |  | #N/A |  |  |  | 0 |  |  | SLM |  |  | REM
| - | #N/A | #N/A | #N/A | Material Claiming | 0 |  |  | #N/A |  |  |  | 0 |  |  | SLM |  |  | REM
| - | #N/A | #N/A | #N/A | Material Claiming | 0 |  |  | #N/A |  |  |  | 0 |  |  | SLM |  |  | REM
| - | #N/A | #N/A | #N/A | Material Claiming | 0 |  |  | #N/A |  |  |  | 0 |  |  | SLM |  |  | REM
| - | #N/A | #N/A | #N/A | Material Claiming | 0 |  |  | #N/A |  |  |  | 0 |  |  | SLM |  |  | REM
| - | #N/A | #N/A | #N/A | Material Claiming | 0 |  |  | #N/A |  |  |  | 0 |  |  | SLM |  |  | REM
| - | #N/A | #N/A | #N/A | Material Claiming | 0 |  |  | #N/A |  |  |  | 0 |  |  | SLM |  |  | REM
| - | #N/A | #N/A | #N/A | Material Claiming | 0 |  |  | #N/A |  |  |  | 0 |  |  | SLM |  |  | REM
| - | #N/A | #N/A | #N/A | Material Claiming | 0 |  |  | #N/A |  |  |  | 0 |  |  | SLM |  |  | REM
| - | #N/A | #N/A | #N/A | Material Claiming | 0 |  |  | #N/A |  |  |  | 0 |  |  | SLM |  |  | REM
| - | #N/A | #N/A | #N/A | Material Claiming | 0 |  |  | #N/A |  |  |  | 0 |  |  | SLM |  |  | REM
| - | #N/A | #N/A | #N/A | Material Claiming | 0 |  |  | #N/A |  |  |  | 0 |  |  | SLM |  |  | REM
| - | #N/A | #N/A | #N/A | Material Claiming | 0 |  |  | #N/A |  |  |  | 0 |  |  | SLM |  |  | REM
| - | #N/A | #N/A | #N/A | Material Claiming | 0 |  |  | #N/A |  |  |  | 0 |  |  | SLM |  |  | REM
| - | #N/A | #N/A | #N/A | Material Claiming | 0 |  |  | #N/A |  |  |  | 0 |  |  | SLM |  |  | REM
| - | #N/A | #N/A | #N/A | Material Claiming | 0 |  |  | #N/A |  |  |  | 0 |  |  | SLM |  |  | REM
| - | #N/A | #N/A | #N/A | Material Claiming | 0 |  |  | #N/A |  |  |  | 0 |  |  | SLM |  |  | REM
| - | #N/A | #N/A | #N/A | Material Claiming | 0 |  |  | #N/A |  |  |  | 0 |  |  | SLM |  |  | REM
| - | #N/A | #N/A | #N/A | Material Claiming | 0 |  |  | #N/A |  |  |  | 0 |  |  | SLM |  |  | REM
| - | #N/A | #N/A | #N/A | Material Claiming | 0 |  |  | #N/A |  |  |  | 0 |  |  | SLM |  |  | REM
| - | #N/A | #N/A | #N/A | Material Claiming | 0 |  |  | #N/A |  |  |  | 0 |  |  | SLM |  |  | REM
| - | #N/A | #N/A | #N/A | Material Claiming | 0 |  |  | #N/A |  |  |  | 0 |  |  | SLM |  |  | REM
| - | #N/A | #N/A | #N/A | Material Claiming | 0 |  |  | #N/A |  |  |  | 0 |  |  | SLM |  |  | REM
| - | #N/A | #N/A | #N/A | Material Claiming | 0 |  |  | #N/A |  |  |  | 0 |  |  | SLM |  |  | REM
| - | #N/A | #N/A | #N/A | Material Claiming | 0 |  |  | #N/A |  |  |  | 0 |  |  | SLM |  |  | REM
| - | #N/A | #N/A | #N/A | Material Claiming | 0 |  |  | #N/A |  |  |  | 0 |  |  | SLM |  |  | REM
| - | #N/A | #N/A | #N/A | Material Claiming | 0 |  |  | #N/A |  |  |  | 0 |  |  | SLM |  |  | REM
| - | #N/A | #N/A | #N/A | Material Claiming | 0 |  |  | #N/A |  |  |  | 0 |  |  | SLM |  |  | REM
| - | #N/A | #N/A | #N/A | Material Claiming | 0 |  |  | #N/A |  |  |  | 0 |  |  | SLM |  |  | REM
| - | #N/A | #N/A | #N/A | Material Claiming | 0 |  |  | #N/A |  |  |  | 0 |  |  | SLM |  |  | REM
| - | #N/A | #N/A | #N/A | Material Claiming | 0 |  |  | #N/A |  |  |  | 0 |  |  | SLM |  |  | REM
| - | #N/A | #N/A | #N/A | Material Claiming | 0 |  |  | #N/A |  |  |  | 0 |  |  | SLM |  |  | REM
| - | #N/A | #N/A | #N/A | Material Claiming | 0 |  |  | #N/A |  |  |  | 0 |  |  | SLM |  |  | REM
| - | #N/A | #N/A | #N/A | Material Claiming | 0 |  |  | #N/A |  |  |  | 0 |  |  | SLM |  |  | REM
| - | #N/A | #N/A | #N/A | Material Claiming | 0 |  |  | #N/A |  |  |  | 0 |  |  | SLM |  |  | REM
| - | #N/A | #N/A | #N/A | Material Claiming | 0 |  |  | #N/A |  |  |  | 0 |  |  | SLM |  |  | REM
| - | #N/A | #N/A | #N/A | Material Claiming | 0 |  |  | #N/A |  |  |  | 0 |  |  | SLM |  |  | REM
| - | #N/A | #N/A | #N/A | Material Claiming | 0 |  |  | #N/A |  |  |  | 0 |  |  | SLM |  |  | REM
| - | #N/A | #N/A | #N/A | Material Claiming | 0 |  |  | #N/A |  |  |  | 0 |  |  | SLM |  |  | REM
| - | #N/A | #N/A | #N/A | Material Claiming | 0 |  |  | #N/A |  |  |  | 0 |  |  | SLM |  |  | REM
| - | #N/A | #N/A | #N/A | Material Claiming | 0 |  |  | #N/A |  |  |  | 0 |  |  | SLM |  |  | REM
| - | #N/A | #N/A | #N/A | Material Claiming | 0 |  |  | #N/A |  |  |  | 0 |  |  | SLM |  |  | REM
| - | #N/A | #N/A | #N/A | Material Claiming | 0 |  |  | #N/A |  |  |  | 0 |  |  | SLM |  |  | REM
| - | #N/A | #N/A | #N/A | Material Claiming | 0 |  |  | #N/A |  |  |  | 0 |  |  | SLM |  |  | REM
| - | #N/A | #N/A | #N/A | Material Claiming | 0 |  |  | #N/A |  |  |  | 0 |  |  | SLM |  |  | REM
| - | #N/A | #N/A | #N/A | Material Claiming | 0 |  |  | #N/A |  |  |  | 0 |  |  | SLM |  |  | REM
| - | #N/A | #N/A | #N/A | Material Claiming | 0 |  |  | #N/A |  |  |  | 0 |  |  | SLM |  |  | REM
| - | #N/A | #N/A | #N/A | Material Claiming | 0 |  |  | #N/A |  |  |  | 0 |  |  | SLM |  |  | REM
| - | #N/A | #N/A | #N/A | Material Claiming | 0 |  |  | #N/A |  |  |  | 0 |  |  | SLM |  |  | REM
| - | #N/A | #N/A | #N/A | Material Claiming | 0 |  |  | #N/A |  |  |  | 0 |  |  | SLM |  |  | REM
| - | #N/A | #N/A | #N/A | Material Claiming | 0 |  |  | #N/A |  |  |  | 0 |  |  | SLM |  |  | REM
| - | #N/A | #N/A | #N/A | Material Claiming | 0 |  |  | #N/A |  |  |  | 0 |  |  | SLM |  |  | REM
| - | #N/A | #N/A | #N/A | Material Claiming | 0 |  |  | #N/A |  |  |  | 0 |  |  | SLM |  |  | REM
| - | #N/A | #N/A | #N/A | Material Claiming | 0 |  |  | #N/A |  |  |  | 0 |  |  | SLM |  |  | REM
| - | #N/A | #N/A | #N/A | Material Claiming | 0 |  |  | #N/A |  |  |  | 0 |  |  | SLM |  |  | REM
| - | #N/A | #N/A | #N/A | Material Claiming | 0 |  |  | #N/A |  |  |  | 0 |  |  | SLM |  |  | REM
| - | #N/A | #N/A | #N/A | Material Claiming | 0 |  |  | #N/A |  |  |  | 0 |  |  | SLM |  |  | REM
| - | #N/A | #N/A | #N/A | Material Claiming | 0 |  |  | #N/A |  |  |  | 0 |  |  | SLM |  |  | REM
| - | #N/A | #N/A | #N/A | Material Claiming | 0 |  |  | #N/A |  |  |  | 0 |  |  | SLM |  |  | REM
| - | #N/A | #N/A | #N/A | Material Claiming | 0 |  |  | #N/A |  |  |  | 0 |  |  | SLM |  |  | REM
| - | #N/A | #N/A | #N/A | Material Claiming | 0 |  |  | #N/A |  |  |  | 0 |  |  | SLM |  |  | REM
| - | #N/A | #N/A | #N/A | Material Claiming | 0 |  |  | #N/A |  |  |  | 0 |  |  | SLM |  |  | REM
| - | #N/A | #N/A | #N/A | Material Claiming | 0 |  |  | #N/A |  |  |  | 0 |  |  | SLM |  |  | REM
| - | #N/A | #N/A | #N/A | Material Claiming | 0 |  |  | #N/A |  |  |  | 0 |  |  | SLM |  |  | REM
| - | #N/A | #N/A | #N/A | Material Claiming | 0 |  |  | #N/A |  |  |  | 0 |  |  | SLM |  |  | REM
| - | #N/A | #N/A | #N/A | Material Claiming | 0 |  |  | #N/A |  |  |  | 0 |  |  | SLM |  |  | REM
| - | #N/A | #N/A | #N/A | Material Claiming | 0 |  |  | #N/A |  |  |  | 0 |  |  | SLM |  |  | REM
| - | #N/A | #N/A | #N/A | Material Claiming | 0 |  |  | #N/A |  |  |  | 0 |  |  | SLM |  |  | REM
| - | #N/A | #N/A | #N/A | Material Claiming | 0 |  |  | #N/A |  |  |  | 0 |  |  | SLM |  |  | REM
| - | #N/A | #N/A | #N/A | Material Claiming | 0 |  |  | #N/A |  |  |  | 0 |  |  | SLM |  |  | REM
| - | #N/A | #N/A | #N/A | Material Claiming | 0 |  |  | #N/A |  |  |  | 0 |  |  | SLM |  |  | REM
| - | #N/A | #N/A | #N/A | Material Claiming | 0 |  |  | #N/A |  |  |  | 0 |  |  | SLM |  |  | REM
| - | #N/A | #N/A | #N/A | Material Claiming | 0 |  |  | #N/A |  |  |  | 0 |  |  | SLM |  |  | REM
| - | #N/A | #N/A | #N/A | Material Claiming | 0 |  |  | #N/A |  |  |  | 0 |  |  | SLM |  |  | REM
| - | #N/A | #N/A | #N/A | Material Claiming | 0 |  |  | #N/A |  |  |  | 0 |  |  | SLM |  |  | REM
| - | #N/A | #N/A | #N/A | Material Claiming | 0 |  |  | #N/A |  |  |  | 0 |  |  | SLM |  |  | REM
| - | #N/A | #N/A | #N/A | Material Claiming | 0 |  |  | #N/A |  |  |  | 0 |  |  | SLM |  |  | REM
| - | #N/A | #N/A | #N/A | Material Claiming | 0 |  |  | #N/A |  |  |  | 0 |  |  | SLM |  |  | REM
| - | #N/A | #N/A | #N/A | Material Claiming | 0 |  |  | #N/A |  |  |  | 0 |  |  | SLM |  |  | REM
| - | #N/A | #N/A | #N/A | Material Claiming | 0 |  |  | #N/A |  |  |  | 0 |  |  | SLM |  |  | REM
| - | #N/A | #N/A | #N/A | Material Claiming | 0 |  |  | #N/A |  |  |  | 0 |  |  | SLM |  |  | REM
| - | #N/A | #N/A | #N/A | Material Claiming | 0 |  |  | #N/A |  |  |  | 0 |  |  | SLM |  |  | REM
| - | #N/A | #N/A | #N/A | Material Claiming | 0 |  |  | #N/A |  |  |  | 0 |  |  | SLM |  |  | REM
| - | #N/A | #N/A | #N/A | Material Claiming | 0 |  |  | #N/A |  |  |  | 0 |  |  | SLM |  |  | REM
| - | #N/A | #N/A | #N/A | Material Claiming | 0 |  |  | #N/A |  |  |  | 0 |  |  | SLM |  |  | REM
| - | #N/A | #N/A | #N/A | Material Claiming | 0 |  |  | #N/A |  |  |  | 0 |  |  | SLM |  |  | REM
| - | #N/A | #N/A | #N/A | Material Claiming | 0 |  |  | #N/A |  |  |  | 0 |  |  | SLM |  |  | REM
| - | #N/A | #N/A | #N/A | Material Claiming | 0 |  |  | #N/A |  |  |  | 0 |  |  | SLM |  |  | REM
| - | #N/A | #N/A | #N/A | Material Claiming | 0 |  |  | #N/A |  |  |  | 0 |  |  | SLM |  |  | REM
| - | #N/A | #N/A | #N/A | Material Claiming | 0 |  |  | #N/A |  |  |  | 0 |  |  | SLM |  |  | REM
| - | #N/A | #N/A | #N/A | Material Claiming | 0 |  |  | #N/A |  |  |  | 0 |  |  | SLM |  |  | REM
| - | #N/A | #N/A | #N/A | Material Claiming | 0 |  |  | #N/A |  |  |  | 0 |  |  | SLM |  |  | REM
| - | #N/A | #N/A | #N/A | Material Claiming | 0 |  |  | #N/A |  |  |  | 0 |  |  | SLM |  |  | REM
| - | #N/A | #N/A | #N/A | Material Claiming | 0 |  |  | #N/A |  |  |  | 0 |  |  | SLM |  |  | REM
| - | #N/A | #N/A | #N/A | Material Claiming | 0 |  |  | #N/A |  |  |  | 0 |  |  | SLM |  |  | REM
| - | #N/A | #N/A | #N/A | Material Claiming | 0 |  |  | #N/A |  |  |  | 0 |  |  | SLM |  |  | REM
| - | #N/A | #N/A | #N/A | Material Claiming | 0 |  |  | #N/A |  |  |  | 0 |  |  | SLM |  |  | REM
| - | #N/A | #N/A | #N/A | Material Claiming | 0 |  |  | #N/A |  |  |  | 0 |  |  | SLM |  |  | REM
| - | #N/A | #N/A | #N/A | Material Claiming | 0 |  |  | #N/A |  |  |  | 0 |  |  | SLM |  |  | REM
| - | #N/A | #N/A | #N/A | Material Claiming | 0 |  |  | #N/A |  |  |  | 0 |  |  | SLM |  |  | REM
| - | #N/A | #N/A | #N/A | Material Claiming | 0 |  |  | #N/A |  |  |  | 0 |  |  | SLM |  |  | REM
| - | #N/A | #N/A | #N/A | Material Claiming | 0 |  |  | #N/A |  |  |  | 0 |  |  | SLM |  |  | REM
| - | #N/A | #N/A | #N/A | Material Claiming | 0 |  |  | #N/A |  |  |  | 0 |  |  | SLM |  |  | REM
| - | #N/A | #N/A | #N/A | Material Claiming | 0 |  |  | #N/A |  |  |  | 0 |  |  | SLM |  |  | REM
| - | #N/A | #N/A | #N/A | Material Claiming | 0 |  |  | #N/A |  |  |  | 0 |  |  | SLM |  |  | REM
| - | #N/A | #N/A | #N/A | Material Claiming | 0 |  |  | #N/A |  |  |  | 0 |  |  | SLM |  |  | REM
| - | #N/A | #N/A | #N/A | Material Claiming | 0 |  |  | #N/A |  |  |  | 0 |  |  | SLM |  |  | REM
| - | #N/A | #N/A | #N/A | Material Claiming | 0 |  |  | #N/A |  |  |  | 0 |  |  | SLM |  |  | REM
| - | #N/A | #N/A | #N/A | Material Claiming | 0 |  |  | #N/A |  |  |  | 0 |  |  | SLM |  |  | REM
| - | #N/A | #N/A | #N/A | Material Claiming | 0 |  |  | #N/A |  |  |  | 0 |  |  | SLM |  |  | REM
| - | #N/A | #N/A | #N/A | Material Claiming | 0 |  |  | #N/A |  |  |  | 0 |  |  | SLM |  |  | REM
| - | #N/A | #N/A | #N/A | Material Claiming | 0 |  |  | #N/A |  |  |  | 0 |  |  | SLM |  |  | REM
| - | #N/A | #N/A | #N/A | Material Claiming | 0 |  |  | #N/A |  |  |  | 0 |  |  | SLM |  |  | REM
| - | #N/A | #N/A | #N/A | Material Claiming | 0 |  |  | #N/A |  |  |  | 0 |  |  | SLM |  |  | REM
| - | #N/A | #N/A | #N/A | Material Claiming | 0 |  |  | #N/A |  |  |  | 0 |  |  | SLM |  |  | REM
| - | #N/A | #N/A | #N/A | Material Claiming | 0 |  |  | #N/A |  |  |  | 0 |  |  | SLM |  |  | REM
| - | #N/A | #N/A | #N/A | Material Claiming | 0 |  |  | #N/A |  |  |  | 0 |  |  | SLM |  |  | REM
| - | #N/A | #N/A | #N/A | Material Claiming | 0 |  |  | #N/A |  |  |  | 0 |  |  | SLM |  |  | REM
| - | #N/A | #N/A | #N/A | Material Claiming | 0 |  |  | #N/A |  |  |  | 0 |  |  | SLM |  |  | REM
| - | #N/A | #N/A | #N/A | Material Claiming | 0 |  |  | #N/A |  |  |  | 0 |  |  | SLM |  |  | REM
| - | #N/A | #N/A | #N/A | Material Claiming | 0 |  |  | #N/A |  |  |  | 0 |  |  | SLM |  |  | REM
| - | #N/A | #N/A | #N/A | Material Claiming | 0 |  |  | #N/A |  |  |  | 0 |  |  | SLM |  |  | REM
| - | #N/A | #N/A | #N/A | Material Claiming | 0 |  |  | #N/A |  |  |  | 0 |  |  | SLM |  |  | REM
| - | #N/A | #N/A | #N/A | Material Claiming | 0 |  |  | #N/A |  |  |  | 0 |  |  | SLM |  |  | REM
| - | #N/A | #N/A | #N/A | Material Claiming | 0 |  |  | #N/A |  |  |  | 0 |  |  | SLM |  |  | REM
| - | #N/A | #N/A | #N/A | Material Claiming | 0 |  |  | #N/A |  |  |  | 0 |  |  | SLM |  |  | REM
| - | #N/A | #N/A | #N/A | Material Claiming | 0 |  |  | #N/A |  |  |  | 0 |  |  | SLM |  |  | REM
| - | #N/A | #N/A | #N/A | Material Claiming | 0 |  |  | #N/A |  |  |  | 0 |  |  | SLM |  |  | REM
| - | #N/A | #N/A | #N/A | Material Claiming | 0 |  |  | #N/A |  |  |  | 0 |  |  | SLM |  |  | REM
| - | #N/A | #N/A | #N/A | Material Claiming | 0 |  |  | #N/A |  |  |  | 0 |  |  | SLM |  |  | REM
| - | #N/A | #N/A | #N/A | Material Claiming | 0 |  |  | #N/A |  |  |  | 0 |  |  | SLM |  |  | REM
| - | #N/A | #N/A | #N/A | Material Claiming | 0 |  |  | #N/A |  |  |  | 0 |  |  | SLM |  |  | REM
| - | #N/A | #N/A | #N/A | Material Claiming | 0 |  |  | #N/A |  |  |  | 0 |  |  | SLM |  |  | REM
| - | #N/A | #N/A | #N/A | Material Claiming | 0 |  |  | #N/A |  |  |  | 0 |  |  | SLM |  |  | REM
| - | #N/A | #N/A | #N/A | Material Claiming | 0 |  |  | #N/A |  |  |  | 0 |  |  | SLM |  |  | REM
| - | #N/A | #N/A | #N/A | Material Claiming | 0 |  |  | #N/A |  |  |  | 0 |  |  | SLM |  |  | REM
| - | #N/A | #N/A | #N/A | Material Claiming | 0 |  |  | #N/A |  |  |  | 0 |  |  | SLM |  |  | REM
| - | #N/A | #N/A | #N/A | Material Claiming | 0 |  |  | #N/A |  |  |  | 0 |  |  | SLM |  |  | REM
| - | #N/A | #N/A | #N/A | Material Claiming | 0 |  |  | #N/A |  |  |  | 0 |  |  | SLM |  |  | REM
| - | #N/A | #N/A | #N/A | Material Claiming | 0 |  |  | #N/A |  |  |  | 0 |  |  | SLM |  |  | REM
| - | #N/A | #N/A | #N/A | Material Claiming | 0 |  |  | #N/A |  |  |  | 0 |  |  | SLM |  |  | REM
| - | #N/A | #N/A | #N/A | Material Claiming | 0 |  |  | #N/A |  |  |  | 0 |  |  | SLM |  |  | REM
| - | #N/A | #N/A | #N/A | Material Claiming | 0 |  |  | #N/A |  |  |  | 0 |  |  | SLM |  |  | REM
| - | #N/A | #N/A | #N/A | Material Claiming | 0 |  |  | #N/A |  |  |  | 0 |  |  | SLM |  |  | REM
| - | #N/A | #N/A | #N/A | Material Claiming | 0 |  |  | #N/A |  |  |  | 0 |  |  | SLM |  |  | REM
| - | #N/A | #N/A | #N/A | Material Claiming | 0 |  |  | #N/A |  |  |  | 0 |  |  | SLM |  |  | REM
| - | #N/A | #N/A | #N/A | Material Claiming | 0 |  |  | #N/A |  |  |  | 0 |  |  | SLM |  |  | REM
| - | #N/A | #N/A | #N/A | Material Claiming | 0 |  |  | #N/A |  |  |  | 0 |  |  | SLM |  |  | REM
| - | #N/A | #N/A | #N/A | Material Claiming | 0 |  |  | #N/A |  |  |  | 0 |  |  | SLM |  |  | REM
| - | #N/A | #N/A | #N/A | Material Claiming | 0 |  |  | #N/A |  |  |  | 0 |  |  | SLM |  |  | REM
| - | #N/A | #N/A | #N/A | Material Claiming | 0 |  |  | #N/A |  |  |  | 0 |  |  | SLM |  |  | REM
| - | #N/A | #N/A | #N/A | Material Claiming | 0 |  |  | #N/A |  |  |  | 0 |  |  | SLM |  |  | REM
| - | #N/A | #N/A | #N/A | Material Claiming | 0 |  |  | #N/A |  |  |  | 0 |  |  | SLM |  |  | REM
| - | #N/A | #N/A | #N/A | Material Claiming | 0 |  |  | #N/A |  |  |  | 0 |  |  | SLM |  |  | REM
| - | #N/A | #N/A | #N/A | Material Claiming | 0 |  |  | #N/A |  |  |  | 0 |  |  | SLM |  |  | REM
| - | #N/A | #N/A | #N/A | Material Claiming | 0 |  |  | #N/A |  |  |  | 0 |  |  | SLM |  |  | REM
| - | #N/A | #N/A | #N/A | Material Claiming | 0 |  |  | #N/A |  |  |  | 0 |  |  | SLM |  |  | REM
| - | #N/A | #N/A | #N/A | Material Claiming | 0 |  |  | #N/A |  |  |  | 0 |  |  | SLM |  |  | REM
| - | #N/A | #N/A | #N/A | Material Claiming | 0 |  |  | #N/A |  |  |  | 0 |  |  | SLM |  |  | REM
| - | #N/A | #N/A | #N/A | Material Claiming | 0 |  |  | #N/A |  |  |  | 0 |  |  | SLM |  |  | REM
| - | #N/A | #N/A | #N/A | Material Claiming | 0 |  |  | #N/A |  |  |  | 0 |  |  | SLM |  |  | REM
| - | #N/A | #N/A | #N/A | Material Claiming | 0 |  |  | #N/A |  |  |  | 0 |  |  | SLM |  |  | REM
| - | #N/A | #N/A | #N/A | Material Claiming | 0 |  |  | #N/A |  |  |  | 0 |  |  | SLM |  |  | REM
| - | #N/A | #N/A | #N/A | Material Claiming | 0 |  |  | #N/A |  |  |  | 0 |  |  | SLM |  |  | REM
| - | #N/A | #N/A | #N/A | Material Claiming | 0 |  |  | #N/A |  |  |  | 0 |  |  | SLM |  |  | REM
| - | #N/A | #N/A | #N/A | Material Claiming | 0 |  |  | #N/A |  |  |  | 0 |  |  | SLM |  |  | REM
| - | #N/A | #N/A | #N/A | Material Claiming | 0 |  |  | #N/A |  |  |  | 0 |  |  | SLM |  |  | REM
| - | #N/A | #N/A | #N/A | Material Claiming | 0 |  |  | #N/A |  |  |  | 0 |  |  | SLM |  |  | REM
| - | #N/A | #N/A | #N/A | Material Claiming | 0 |  |  | #N/A |  |  |  | 0 |  |  | SLM |  |  | REM
| - | #N/A | #N/A | #N/A | Material Claiming | 0 |  |  | #N/A |  |  |  | 0 |  |  | SLM |  |  | REM
| - | #N/A | #N/A | #N/A | Material Claiming | 0 |  |  | #N/A |  |  |  | 0 |  |  | SLM |  |  | REM
| - | #N/A | #N/A | #N/A | Material Claiming | 0 |  |  | #N/A |  |  |  | 0 |  |  | SLM |  |  | REM
| - | #N/A | #N/A | #N/A | Material Claiming | 0 |  |  | #N/A |  |  |  | 0 |  |  | SLM |  |  | REM
| - | #N/A | #N/A | #N/A | Material Claiming | 0 |  |  | #N/A |  |  |  | 0 |  |  | SLM |  |  | REM
| - | #N/A | #N/A | #N/A | Material Claiming | 0 |  |  | #N/A |  |  |  | 0 |  |  | SLM |  |  | REM
| - | #N/A | #N/A | #N/A | Material Claiming | 0 |  |  | #N/A |  |  |  | 0 |  |  | SLM |  |  | REM
| - | #N/A | #N/A | #N/A | Material Claiming | 0 |  |  | #N/A |  |  |  | 0 |  |  | SLM |  |  | REM
| - | #N/A | #N/A | #N/A | Material Claiming | 0 |  |  | #N/A |  |  |  | 0 |  |  | SLM |  |  | REM
| - | #N/A | #N/A | #N/A | Material Claiming | 0 |  |  | #N/A |  |  |  | 0 |  |  | SLM |  |  | REM
| - | #N/A | #N/A | #N/A | Material Claiming | 0 |  |  | #N/A |  |  |  | 0 |  |  | SLM |  |  | REM
| - | #N/A | #N/A | #N/A | Material Claiming | 0 |  |  | #N/A |  |  |  | 0 |  |  | SLM |  |  | REM
| - | #N/A | #N/A | #N/A | Material Claiming | 0 |  |  | #N/A |  |  |  | 0 |  |  | SLM |  |  | REM
| - | #N/A | #N/A | #N/A | Material Claiming | 0 |  |  | #N/A |  |  |  | 0 |  |  | SLM |  |  | REM
| - | #N/A | #N/A | #N/A | Material Claiming | 0 |  |  | #N/A |  |  |  | 0 |  |  | SLM |  |  | REM
| - | #N/A | #N/A | #N/A | Material Claiming | 0 |  |  | #N/A |  |  |  | 0 |  |  | SLM |  |  | REM
| - | #N/A | #N/A | #N/A | Material Claiming | 0 |  |  | #N/A |  |  |  | 0 |  |  | SLM |  |  | REM
| - | #N/A | #N/A | #N/A | Material Claiming | 0 |  |  | #N/A |  |  |  | 0 |  |  | SLM |  |  | REM
| - | #N/A | #N/A | #N/A | Material Claiming | 0 |  |  | #N/A |  |  |  | 0 |  |  | SLM |  |  | REM
| - | #N/A | #N/A | #N/A | Material Claiming | 0 |  |  | #N/A |  |  |  | 0 |  |  | SLM |  |  | REM
| - | #N/A | #N/A | #N/A | Material Claiming | 0 |  |  | #N/A |  |  |  | 0 |  |  | SLM |  |  | REM
| - | #N/A | #N/A | #N/A | Material Claiming | 0 |  |  | #N/A |  |  |  | 0 |  |  | SLM |  |  | REM
| - | #N/A | #N/A | #N/A | Material Claiming | 0 |  |  | #N/A |  |  |  | 0 |  |  | SLM |  |  | REM
| - | #N/A | #N/A | #N/A | Material Claiming | 0 |  |  | #N/A |  |  |  | 0 |  |  | SLM |  |  | REM
| - | #N/A | #N/A | #N/A | Material Claiming | 0 |  |  | #N/A |  |  |  | 0 |  |  | SLM |  |  | REM
| - | #N/A | #N/A | #N/A | Material Claiming | 0 |  |  | #N/A |  |  |  | 0 |  |  | SLM |  |  | REM
| - | #N/A | #N/A | #N/A | Material Claiming | 0 |  |  | #N/A |  |  |  | 0 |  |  | SLM |  |  | REM
| - | #N/A | #N/A | #N/A | Material Claiming | 0 |  |  | #N/A |  |  |  | 0 |  |  | SLM |  |  | REM
| - | #N/A | #N/A | #N/A | Material Claiming | 0 |  |  | #N/A |  |  |  | 0 |  |  | SLM |  |  | REM
| - | #N/A | #N/A | #N/A | Material Claiming | 0 |  |  | #N/A |  |  |  | 0 |  |  | SLM |  |  | REM
| - | #N/A | #N/A | #N/A | Material Claiming | 0 |  |  | #N/A |  |  |  | 0 |  |  | SLM |  |  | REM
| - | #N/A | #N/A | #N/A | Material Claiming | 0 |  |  | #N/A |  |  |  | 0 |  |  | SLM |  |  | REM
| - | #N/A | #N/A | #N/A | Material Claiming | 0 |  |  | #N/A |  |  |  | 0 |  |  | SLM |  |  | REM
| - | #N/A | #N/A | #N/A | Material Claiming | 0 |  |  | #N/A |  |  |  | 0 |  |  | SLM |  |  | REM
| - | #N/A | #N/A | #N/A | Material Claiming | 0 |  |  | #N/A |  |  |  | 0 |  |  | SLM |  |  | REM
| - | #N/A | #N/A | #N/A | Material Claiming | 0 |  |  | #N/A |  |  |  | 0 |  |  | SLM |  |  | REM
| - | #N/A | #N/A | #N/A | Material Claiming | 0 |  |  | #N/A |  |  |  | 0 |  |  | SLM |  |  | REM
| - | #N/A | #N/A | #N/A | Material Claiming | 0 |  |  | #N/A |  |  |  | 0 |  |  | SLM |  |  | REM
| - | #N/A | #N/A | #N/A | Material Claiming | 0 |  |  | #N/A |  |  |  | 0 |  |  | SLM |  |  | REM
| - | #N/A | #N/A | #N/A | Material Claiming | 0 |  |  | #N/A |  |  |  | 0 |  |  | SLM |  |  | REM
| - | #N/A | #N/A | #N/A | Material Claiming | 0 |  |  | #N/A |  |  |  | 0 |  |  | SLM |  |  | REM
| - | #N/A | #N/A | #N/A | Material Claiming | 0 |  |  | #N/A |  |  |  | 0 |  |  | SLM |  |  | REM
| - | #N/A | #N/A | #N/A | Material Claiming | 0 |  |  | #N/A |  |  |  | 0 |  |  | SLM |  |  | REM
| - | #N/A | #N/A | #N/A | Material Claiming | 0 |  |  | #N/A |  |  |  | 0 |  |  | SLM |  |  | REM
| - | #N/A | #N/A | #N/A | Material Claiming | 0 |  |  | #N/A |  |  |  | 0 |  |  | SLM |  |  | REM
| - | #N/A | #N/A | #N/A | Material Claiming | 0 |  |  | #N/A |  |  |  | 0 |  |  | SLM |  |  | REM
| - | #N/A | #N/A | #N/A | Material Claiming | 0 |  |  | #N/A |  |  |  | 0 |  |  | SLM |  |  | REM
| - | #N/A | #N/A | #N/A | Material Claiming | 0 |  |  | #N/A |  |  |  | 0 |  |  | SLM |  |  | REM
| - | #N/A | #N/A | #N/A | Material Claiming | 0 |  |  | #N/A |  |  |  | 0 |  |  | SLM |  |  | REM
| - | #N/A | #N/A | #N/A | Material Claiming | 0 |  |  | #N/A |  |  |  | 0 |  |  | SLM |  |  | REM
| - | #N/A | #N/A | #N/A | Material Claiming | 0 |  |  | #N/A |  |  |  | 0 |  |  | SLM |  |  | REM
| - | #N/A | #N/A | #N/A | Material Claiming | 0 |  |  | #N/A |  |  |  | 0 |  |  | SLM |  |  | REM
| - | #N/A | #N/A | #N/A | Material Claiming | 0 |  |  | #N/A |  |  |  | 0 |  |  | SLM |  |  | REM
| - | #N/A | #N/A | #N/A | Material Claiming | 0 |  |  | #N/A |  |  |  | 0 |  |  | SLM |  |  | REM
| - | #N/A | #N/A | #N/A | Material Claiming | 0 |  |  | #N/A |  |  |  | 0 |  |  | SLM |  |  | REM
| - | #N/A | #N/A | #N/A | Material Claiming | 0 |  |  | #N/A |  |  |  | 0 |  |  | SLM |  |  | REM
| - | #N/A | #N/A | #N/A | Material Claiming | 0 |  |  | #N/A |  |  |  | 0 |  |  | SLM |  |  | REM
| - | #N/A | #N/A | #N/A | Material Claiming | 0 |  |  | #N/A |  |  |  | 0 |  |  | SLM |  |  | REM
| - | #N/A | #N/A | #N/A | Material Claiming | 0 |  |  | #N/A |  |  |  | 0 |  |  | SLM |  |  | REM
| - | #N/A | #N/A | #N/A | Material Claiming | 0 |  |  | #N/A |  |  |  | 0 |  |  | SLM |  |  | REM
| - | #N/A | #N/A | #N/A | Material Claiming | 0 |  |  | #N/A |  |  |  | 0 |  |  | SLM |  |  | REM
| - | #N/A | #N/A | #N/A | Material Claiming | 0 |  |  | #N/A |  |  |  | 0 |  |  | SLM |  |  | REM
| - | #N/A | #N/A | #N/A | Material Claiming | 0 |  |  | #N/A |  |  |  | 0 |  |  | SLM |  |  | REM
| - | #N/A | #N/A | #N/A | Material Claiming | 0 |  |  | #N/A |  |  |  | 0 |  |  | SLM |  |  | REM
| - | #N/A | #N/A | #N/A | Material Claiming | 0 |  |  | #N/A |  |  |  | 0 |  |  | SLM |  |  | REM
| - | #N/A | #N/A | #N/A | Material Claiming | 0 |  |  | #N/A |  |  |  | 0 |  |  | SLM |  |  | REM
| - | #N/A | #N/A | #N/A | Material Claiming | 0 |  |  | #N/A |  |  |  | 0 |  |  | SLM |  |  | REM
| - | #N/A | #N/A | #N/A | Material Claiming | 0 |  |  | #N/A |  |  |  | 0 |  |  | SLM |  |  | REM
| - | #N/A | #N/A | #N/A | Material Claiming | 0 |  |  | #N/A |  |  |  | 0 |  |  | SLM |  |  | REM
| - | #N/A | #N/A | #N/A | Material Claiming | 0 |  |  | #N/A |  |  |  | 0 |  |  | SLM |  |  | REM
| - | #N/A | #N/A | #N/A | Material Claiming | 0 |  |  | #N/A |  |  |  | 0 |  |  | SLM |  |  | REM
| - | #N/A | #N/A | #N/A | Material Claiming | 0 |  |  | #N/A |  |  |  | 0 |  |  | SLM |  |  | REM
| - | #N/A | #N/A | #N/A | Material Claiming | 0 |  |  | #N/A |  |  |  | 0 |  |  | SLM |  |  | REM
| - | #N/A | #N/A | #N/A | Material Claiming | 0 |  |  | #N/A |  |  |  | 0 |  |  | SLM |  |  | REM
| - | #N/A | #N/A | #N/A | Material Claiming | 0 |  |  | #N/A |  |  |  | 0 |  |  | SLM |  |  | REM
| - | #N/A | #N/A | #N/A | Material Claiming | 0 |  |  | #N/A |  |  |  | 0 |  |  | SLM |  |  | REM
| - | #N/A | #N/A | #N/A | Material Claiming | 0 |  |  | #N/A |  |  |  | 0 |  |  | SLM |  |  | REM
| - | #N/A | #N/A | #N/A | Material Claiming | 0 |  |  | #N/A |  |  |  | 0 |  |  | SLM |  |  | REM
| - | #N/A | #N/A | #N/A | Material Claiming | 0 |  |  | #N/A |  |  |  | 0 |  |  | SLM |  |  | REM
| - | #N/A | #N/A | #N/A | Material Claiming | 0 |  |  | #N/A |  |  |  | 0 |  |  | SLM |  |  | REM
| - | #N/A | #N/A | #N/A | Material Claiming | 0 |  |  | #N/A |  |  |  | 0 |  |  | SLM |  |  | REM
| - | #N/A | #N/A | #N/A | Material Claiming | 0 |  |  | #N/A |  |  |  | 0 |  |  | SLM |  |  | REM
| - | #N/A | #N/A | #N/A | Material Claiming | 0 |  |  | #N/A |  |  |  | 0 |  |  | SLM |  |  | REM
| - | #N/A | #N/A | #N/A | Material Claiming | 0 |  |  | #N/A |  |  |  | 0 |  |  | SLM |  |  | REM
| - | #N/A | #N/A | #N/A | Material Claiming | 0 |  |  | #N/A |  |  |  | 0 |  |  | SLM |  |  | REM
| - | #N/A | #N/A | #N/A | Material Claiming | 0 |  |  | #N/A |  |  |  | 0 |  |  | SLM |  |  | REM
| - | #N/A | #N/A | #N/A | Material Claiming | 0 |  |  | #N/A |  |  |  | 0 |  |  | SLM |  |  | REM
| - | #N/A | #N/A | #N/A | Material Claiming | 0 |  |  | #N/A |  |  |  | 0 |  |  | SLM |  |  | REM
| - | #N/A | #N/A | #N/A | Material Claiming | 0 |  |  | #N/A |  |  |  | 0 |  |  | SLM |  |  | REM
| - | #N/A | #N/A | #N/A | Material Claiming | 0 |  |  | #N/A |  |  |  | 0 |  |  | SLM |  |  | REM
| - | #N/A | #N/A | #N/A | Material Claiming | 0 |  |  | #N/A |  |  |  | 0 |  |  | SLM |  |  | REM
| - | #N/A | #N/A | #N/A | Material Claiming | 0 |  |  | #N/A |  |  |  | 0 |  |  | SLM |  |  | REM
| - | #N/A | #N/A | #N/A | Material Claiming | 0 |  |  | #N/A |  |  |  | 0 |  |  | SLM |  |  | REM
| - | #N/A | #N/A | #N/A | Material Claiming | 0 |  |  | #N/A |  |  |  | 0 |  |  | SLM |  |  | REM
| - | #N/A | #N/A | #N/A | Material Claiming | 0 |  |  | #N/A |  |  |  | 0 |  |  | SLM |  |  | REM
| - | #N/A | #N/A | #N/A | Material Claiming | 0 |  |  | #N/A |  |  |  | 0 |  |  | SLM |  |  | REM
| - | #N/A | #N/A | #N/A | Material Claiming | 0 |  |  | #N/A |  |  |  | 0 |  |  | SLM |  |  | REM
| - | #N/A | #N/A | #N/A | Material Claiming | 0 |  |  | #N/A |  |  |  | 0 |  |  | SLM |  |  | REM
| - | #N/A | #N/A | #N/A | Material Claiming | 0 |  |  | #N/A |  |  |  | 0 |  |  | SLM |  |  | REM
| - | #N/A | #N/A | #N/A | Material Claiming | 0 |  |  | #N/A |  |  |  | 0 |  |  | SLM |  |  | REM
| - | #N/A | #N/A | #N/A | Material Claiming | 0 |  |  | #N/A |  |  |  | 0 |  |  | SLM |  |  | REM
| - | #N/A | #N/A | #N/A | Material Claiming | 0 |  |  | #N/A |  |  |  | 0 |  |  | SLM |  |  | REM
| - | #N/A | #N/A | #N/A | Material Claiming | 0 |  |  | #N/A |  |  |  | 0 |  |  | SLM |  |  | REM
| - | #N/A | #N/A | #N/A | Material Claiming | 0 |  |  | #N/A |  |  |  | 0 |  |  | SLM |  |  | REM
| - | #N/A | #N/A | #N/A | Material Claiming | 0 |  |  | #N/A |  |  |  | 0 |  |  | SLM |  |  | REM
| - | #N/A | #N/A | #N/A | Material Claiming | 0 |  |  | #N/A |  |  |  | 0 |  |  | SLM |  |  | REM
| - | #N/A | #N/A | #N/A | Material Claiming | 0 |  |  | #N/A |  |  |  | 0 |  |  | SLM |  |  | REM
| - | #N/A | #N/A | #N/A | Material Claiming | 0 |  |  | #N/A |  |  |  | 0 |  |  | SLM |  |  | REM
| - | #N/A | #N/A | #N/A | Material Claiming | 0 |  |  | #N/A |  |  |  | 0 |  |  | SLM |  |  | REM
| - | #N/A | #N/A | #N/A | Material Claiming | 0 |  |  | #N/A |  |  |  | 0 |  |  | SLM |  |  | REM
| - | #N/A | #N/A | #N/A | Material Claiming | 0 |  |  | #N/A |  |  |  | 0 |  |  | SLM |  |  | REM
| - | #N/A | #N/A | #N/A | Material Claiming | 0 |  |  | #N/A |  |  |  | 0 |  |  | SLM |  |  | REM
| - | #N/A | #N/A | #N/A | Material Claiming | 0 |  |  | #N/A |  |  |  | 0 |  |  | SLM |  |  | REM
| - | #N/A | #N/A | #N/A | Material Claiming | 0 |  |  | #N/A |  |  |  | 0 |  |  | SLM |  |  | REM
| - | #N/A | #N/A | #N/A | Material Claiming | 0 |  |  | #N/A |  |  |  | 0 |  |  | SLM |  |  | REM
| - | #N/A | #N/A | #N/A | Material Claiming | 0 |  |  | #N/A |  |  |  | 0 |  |  | SLM |  |  | REM
| - | #N/A | #N/A | #N/A | Material Claiming | 0 |  |  | #N/A |  |  |  | 0 |  |  | SLM |  |  | REM
| - | #N/A | #N/A | #N/A | Material Claiming | 0 |  |  | #N/A |  |  |  | 0 |  |  | SLM |  |  | REM
| - | #N/A | #N/A | #N/A | Material Claiming | 0 |  |  | #N/A |  |  |  | 0 |  |  | SLM |  |  | REM
| - | #N/A | #N/A | #N/A | Material Claiming | 0 |  |  | #N/A |  |  |  | 0 |  |  | SLM |  |  | REM
| - | #N/A | #N/A | #N/A | Material Claiming | 0 |  |  | #N/A |  |  |  | 0 |  |  | SLM |  |  | REM
| - | #N/A | #N/A | #N/A | Material Claiming | 0 |  |  | #N/A |  |  |  | 0 |  |  | SLM |  |  | REM
| - | #N/A | #N/A | #N/A | Material Claiming | 0 |  |  | #N/A |  |  |  | 0 |  |  | SLM |  |  | REM
| - | #N/A | #N/A | #N/A | Material Claiming | 0 |  |  | #N/A |  |  |  | 0 |  |  | SLM |  |  | REM
| - | #N/A | #N/A | #N/A | Material Claiming | 0 |  |  | #N/A |  |  |  | 0 |  |  | SLM |  |  | REM
| - | #N/A | #N/A | #N/A | Material Claiming | 0 |  |  | #N/A |  |  |  | 0 |  |  | SLM |  |  | REM
| - | #N/A | #N/A | #N/A | Material Claiming | 0 |  |  | #N/A |  |  |  | 0 |  |  | SLM |  |  | REM
| - | #N/A | #N/A | #N/A | Material Claiming | 0 |  |  | #N/A |  |  |  | 0 |  |  | SLM |  |  | REM
| - | #N/A | #N/A | #N/A | Material Claiming | 0 |  |  | #N/A |  |  |  | 0 |  |  | SLM |  |  | REM
| - | #N/A | #N/A | #N/A | Material Claiming | 0 |  |  | #N/A |  |  |  | 0 |  |  | SLM |  |  | REM
| - | #N/A | #N/A | #N/A | Material Claiming | 0 |  |  | #N/A |  |  |  | 0 |  |  | SLM |  |  | REM
| - | #N/A | #N/A | #N/A | Material Claiming | 0 |  |  | #N/A |  |  |  | 0 |  |  | SLM |  |  | REM
| - | #N/A | #N/A | #N/A | Material Claiming | 0 |  |  | #N/A |  |  |  | 0 |  |  | SLM |  |  | REM
| - | #N/A | #N/A | #N/A | Material Claiming | 0 |  |  | #N/A |  |  |  | 0 |  |  | SLM |  |  | REM
| - | #N/A | #N/A | #N/A | Material Claiming | 0 |  |  | #N/A |  |  |  | 0 |  |  | SLM |  |  | REM
| - | #N/A | #N/A | #N/A | Material Claiming | 0 |  |  | #N/A |  |  |  | 0 |  |  | SLM |  |  | REM
| - | #N/A | #N/A | #N/A | Material Claiming | 0 |  |  | #N/A |  |  |  | 0 |  |  | SLM |  |  | REM
| - | #N/A | #N/A | #N/A | Material Claiming | 0 |  |  | #N/A |  |  |  | 0 |  |  | SLM |  |  | REM
| - | #N/A | #N/A | #N/A | Material Claiming | 0 |  |  | #N/A |  |  |  | 0 |  |  | SLM |  |  | REM
| - | #N/A | #N/A | #N/A | Material Claiming | 0 |  |  | #N/A |  |  |  | 0 |  |  | SLM |  |  | REM
| - | #N/A | #N/A | #N/A | Material Claiming | 0 |  |  | #N/A |  |  |  | 0 |  |  | SLM |  |  | REM
| - | #N/A | #N/A | #N/A | Material Claiming | 0 |  |  | #N/A |  |  |  | 0 |  |  | SLM |  |  | REM
| - | #N/A | #N/A | #N/A | Material Claiming | 0 |  |  | #N/A |  |  |  | 0 |  |  | SLM |  |  | REM
| - | #N/A | #N/A | #N/A | Material Claiming | 0 |  |  | #N/A |  |  |  | 0 |  |  | SLM |  |  | REM
| - | #N/A | #N/A | #N/A | Material Claiming | 0 |  |  | #N/A |  |  |  | 0 |  |  | SLM |  |  | REM
| - | #N/A | #N/A | #N/A | Material Claiming | 0 |  |  | #N/A |  |  |  | 0 |  |  | SLM |  |  | REM
| - | #N/A | #N/A | #N/A | Material Claiming | 0 |  |  | #N/A |  |  |  | 0 |  |  | SLM |  |  | REM
| - | #N/A | #N/A | #N/A | Material Claiming | 0 |  |  | #N/A |  |  |  | 0 |  |  | SLM |  |  | REM
| - | #N/A | #N/A | #N/A | Material Claiming | 0 |  |  | #N/A |  |  |  | 0 |  |  | SLM |  |  | REM
| - | #N/A | #N/A | #N/A | Material Claiming | 0 |  |  | #N/A |  |  |  | 0 |  |  | SLM |  |  | REM
| - | #N/A | #N/A | #N/A | Material Claiming | 0 |  |  | #N/A |  |  |  | 0 |  |  | SLM |  |  | REM
| - | #N/A | #N/A | #N/A | Material Claiming | 0 |  |  | #N/A |  |  |  | 0 |  |  | SLM |  |  | REM
| - | #N/A | #N/A | #N/A | Material Claiming | 0 |  |  | #N/A |  |  |  | 0 |  |  | SLM |  |  | REM
| - | #N/A | #N/A | #N/A | Material Claiming | 0 |  |  | #N/A |  |  |  | 0 |  |  | SLM |  |  | REM
| - | #N/A | #N/A | #N/A | Material Claiming | 0 |  |  | #N/A |  |  |  | 0 |  |  | SLM |  |  | REM
| - | #N/A | #N/A | #N/A | Material Claiming | 0 |  |  | #N/A |  |  |  | 0 |  |  | SLM |  |  | REM
| - | #N/A | #N/A | #N/A | Material Claiming | 0 |  |  | #N/A |  |  |  | 0 |  |  | SLM |  |  | REM
| - | #N/A | #N/A | #N/A | Material Claiming | 0 |  |  | #N/A |  |  |  | 0 |  |  | SLM |  |  | REM
| - | #N/A | #N/A | #N/A | Material Claiming | 0 |  |  | #N/A |  |  |  | 0 |  |  | SLM |  |  | REM
| - | #N/A | #N/A | #N/A | Material Claiming | 0 |  |  | #N/A |  |  |  | 0 |  |  | SLM |  |  | REM
| - | #N/A | #N/A | #N/A | Material Claiming | 0 |  |  | #N/A |  |  |  | 0 |  |  | SLM |  |  | REM
| - | #N/A | #N/A | #N/A | Material Claiming | 0 |  |  | #N/A |  |  |  | 0 |  |  | SLM |  |  | REM
| - | #N/A | #N/A | #N/A | Material Claiming | 0 |  |  | #N/A |  |  |  | 0 |  |  | SLM |  |  | REM
| - | #N/A | #N/A | #N/A | Material Claiming | 0 |  |  | #N/A |  |  |  | 0 |  |  | SLM |  |  | REM
| - | #N/A | #N/A | #N/A | Material Claiming | 0 |  |  | #N/A |  |  |  | 0 |  |  | SLM |  |  | REM
| - | #N/A | #N/A | #N/A | Material Claiming | 0 |  |  | #N/A |  |  |  | 0 |  |  | SLM |  |  | REM
| - | #N/A | #N/A | #N/A | Material Claiming | 0 |  |  | #N/A |  |  |  | 0 |  |  | SLM |  |  | REM
| - | #N/A | #N/A | #N/A | Material Claiming | 0 |  |  | #N/A |  |  |  | 0 |  |  | SLM |  |  | REM
| - | #N/A | #N/A | #N/A | Material Claiming | 0 |  |  | #N/A |  |  |  | 0 |  |  | SLM |  |  | REM
| - | #N/A | #N/A | #N/A | Material Claiming | 0 |  |  | #N/A |  |  |  | 0 |  |  | SLM |  |  | REM
| - | #N/A | #N/A | #N/A | Material Claiming | 0 |  |  | #N/A |  |  |  | 0 |  |  | SLM |  |  | REM
| - | #N/A | #N/A | #N/A | Material Claiming | 0 |  |  | #N/A |  |  |  | 0 |  |  | SLM |  |  | REM
| - | #N/A | #N/A | #N/A | Material Claiming | 0 |  |  | #N/A |  |  |  | 0 |  |  | SLM |  |  | REM
| - | #N/A | #N/A | #N/A | Material Claiming | 0 |  |  | #N/A |  |  |  | 0 |  |  | SLM |  |  | REM
| - | #N/A | #N/A | #N/A | Material Claiming | 0 |  |  | #N/A |  |  |  | 0 |  |  | SLM |  |  | REM
| - | #N/A | #N/A | #N/A | Material Claiming | 0 |  |  | #N/A |  |  |  | 0 |  |  | SLM |  |  | REM
| - | #N/A | #N/A | #N/A | Material Claiming | 0 |  |  | #N/A |  |  |  | 0 |  |  | SLM |  |  | REM
| - | #N/A | #N/A | #N/A | Material Claiming | 0 |  |  | #N/A |  |  |  | 0 |  |  | SLM |  |  | REM
| - | #N/A | #N/A | #N/A | Material Claiming | 0 |  |  | #N/A |  |  |  | 0 |  |  | SLM |  |  | REM
| - | #N/A | #N/A | #N/A | Material Claiming | 0 |  |  | #N/A |  |  |  | 0 |  |  | SLM |  |  | REM
| - | #N/A | #N/A | #N/A | Material Claiming | 0 |  |  | #N/A |  |  |  | 0 |  |  | SLM |  |  | REM
| - | #N/A | #N/A | #N/A | Material Claiming | 0 |  |  | #N/A |  |  |  | 0 |  |  | SLM |  |  | REM
| - | #N/A | #N/A | #N/A | Material Claiming | 0 |  |  | #N/A |  |  |  | 0 |  |  | SLM |  |  | REM
| - | #N/A | #N/A | #N/A | Material Claiming | 0 |  |  | #N/A |  |  |  | 0 |  |  | SLM |  |  | REM
| - | #N/A | #N/A | #N/A | Material Claiming | 0 |  |  | #N/A |  |  |  | 0 |  |  | SLM |  |  | REM
| - | #N/A | #N/A | #N/A | Material Claiming | 0 |  |  | #N/A |  |  |  | 0 |  |  | SLM |  |  | REM
| - | #N/A | #N/A | #N/A | Material Claiming | 0 |  |  | #N/A |  |  |  | 0 |  |  | SLM |  |  | REM
| - | #N/A | #N/A | #N/A | Material Claiming | 0 |  |  | #N/A |  |  |  | 0 |  |  | SLM |  |  | REM
| - | #N/A | #N/A | #N/A | Material Claiming | 0 |  |  | #N/A |  |  |  | 0 |  |  | SLM |  |  | REM
| - | #N/A | #N/A | #N/A | Material Claiming | 0 |  |  | #N/A |  |  |  | 0 |  |  | SLM |  |  | REM
| - | #N/A | #N/A | #N/A | Material Claiming | 0 |  |  | #N/A |  |  |  | 0 |  |  | SLM |  |  | REM
| - | #N/A | #N/A | #N/A | Material Claiming | 0 |  |  | #N/A |  |  |  | 0 |  |  | SLM |  |  | REM
| - | #N/A | #N/A | #N/A | Material Claiming | 0 |  |  | #N/A |  |  |  | 0 |  |  | SLM |  |  | REM
| - | #N/A | #N/A | #N/A | Material Claiming | 0 |  |  | #N/A |  |  |  | 0 |  |  | SLM |  |  | REM
| - | #N/A | #N/A | #N/A | Material Claiming | 0 |  |  | #N/A |  |  |  | 0 |  |  | SLM |  |  | REM
| - | #N/A | #N/A | #N/A | Material Claiming | 0 |  |  | #N/A |  |  |  | 0 |  |  | SLM |  |  | REM
| - | #N/A | #N/A | #N/A | Material Claiming | 0 |  |  | #N/A |  |  |  | 0 |  |  | SLM |  |  | REM
| - | #N/A | #N/A | #N/A | Material Claiming | 0 |  |  | #N/A |  |  |  | 0 |  |  | SLM |  |  | REM
| - | #N/A | #N/A | #N/A | Material Claiming | 0 |  |  | #N/A |  |  |  | 0 |  |  | SLM |  |  | REM
| - | #N/A | #N/A | #N/A | Material Claiming | 0 |  |  | #N/A |  |  |  | 0 |  |  | SLM |  |  | REM
| - | #N/A | #N/A | #N/A | Material Claiming | 0 |  |  | #N/A |  |  |  | 0 |  |  | SLM |  |  | REM
| - | #N/A | #N/A | #N/A | Material Claiming | 0 |  |  | #N/A |  |  |  | 0 |  |  | SLM |  |  | REM
| - | #N/A | #N/A | #N/A | Material Claiming | 0 |  |  | #N/A |  |  |  | 0 |  |  | SLM |  |  | REM
| - | #N/A | #N/A | #N/A | Material Claiming | 0 |  |  | #N/A |  |  |  | 0 |  |  | SLM |  |  | REM
| - | #N/A | #N/A | #N/A | Material Claiming | 0 |  |  | #N/A |  |  |  | 0 |  |  | SLM |  |  | REM
| - | #N/A | #N/A | #N/A | Material Claiming | 0 |  |  | #N/A |  |  |  | 0 |  |  | SLM |  |  | REM
| - | #N/A | #N/A | #N/A | Material Claiming | 0 |  |  | #N/A |  |  |  | 0 |  |  | SLM |  |  | REM
| - | #N/A | #N/A | #N/A | Material Claiming | 0 |  |  | #N/A |  |  |  | 0 |  |  | SLM |  |  | REM
| - | #N/A | #N/A | #N/A | Material Claiming | 0 |  |  | #N/A |  |  |  | 0 |  |  | SLM |  |  | REM
| - | #N/A | #N/A | #N/A | Material Claiming | 0 |  |  | #N/A |  |  |  | 0 |  |  | SLM |  |  | REM
| - | #N/A | #N/A | #N/A | Material Claiming | 0 |  |  | #N/A |  |  |  | 0 |  |  | SLM |  |  | REM
| - | #N/A | #N/A | #N/A | Material Claiming | 0 |  |  | #N/A |  |  |  | 0 |  |  | SLM |  |  | REM
| - | #N/A | #N/A | #N/A | Material Claiming | 0 |  |  | #N/A |  |  |  | 0 |  |  | SLM |  |  | REM
| - | #N/A | #N/A | #N/A | Material Claiming | 0 |  |  | #N/A |  |  |  | 0 |  |  | SLM |  |  | REM
| - | #N/A | #N/A | #N/A | Material Claiming | 0 |  |  | #N/A |  |  |  | 0 |  |  | SLM |  |  | REM
| - | #N/A | #N/A | #N/A | Material Claiming | 0 |  |  | #N/A |  |  |  | 0 |  |  | SLM |  |  | REM
| - | #N/A | #N/A | #N/A | Material Claiming | 0 |  |  | #N/A |  |  |  | 0 |  |  | SLM |  |  | REM
| - | #N/A | #N/A | #N/A | Material Claiming | 0 |  |  | #N/A |  |  |  | 0 |  |  | SLM |  |  | REM
| - | #N/A | #N/A | #N/A | Material Claiming | 0 |  |  | #N/A |  |  |  | 0 |  |  | SLM |  |  | REM
| - | #N/A | #N/A | #N/A | Material Claiming | 0 |  |  | #N/A |  |  |  | 0 |  |  | SLM |  |  | REM
| - | #N/A | #N/A | #N/A | Material Claiming | 0 |  |  | #N/A |  |  |  | 0 |  |  | SLM |  |  | REM
| - | #N/A | #N/A | #N/A | Material Claiming | 0 |  |  | #N/A |  |  |  | 0 |  |  | SLM |  |  | REM
| - | #N/A | #N/A | #N/A | Material Claiming | 0 |  |  | #N/A |  |  |  | 0 |  |  | SLM |  |  | REM
| - | #N/A | #N/A | #N/A | Material Claiming | 0 |  |  | #N/A |  |  |  | 0 |  |  | SLM |  |  | REM
| - | #N/A | #N/A | #N/A | Material Claiming | 0 |  |  | #N/A |  |  |  | 0 |  |  | SLM |  |  | REM
| - | #N/A | #N/A | #N/A | Material Claiming | 0 |  |  | #N/A |  |  |  | 0 |  |  | SLM |  |  | REM
| - | #N/A | #N/A | #N/A | Material Claiming | 0 |  |  | #N/A |  |  |  | 0 |  |  | SLM |  |  | REM
| - | #N/A | #N/A | #N/A | Material Claiming | 0 |  |  | #N/A |  |  |  | 0 |  |  | SLM |  |  | REM
| - | #N/A | #N/A | #N/A | Material Claiming | 0 |  |  | #N/A |  |  |  | 0 |  |  | SLM |  |  | REM
| - | #N/A | #N/A | #N/A | Material Claiming | 0 |  |  | #N/A |  |  |  | 0 |  |  | SLM |  |  | REM
| - | #N/A | #N/A | #N/A | Material Claiming | 0 |  |  | #N/A |  |  |  | 0 |  |  | SLM |  |  | REM
| - | #N/A | #N/A | #N/A | Material Claiming | 0 |  |  | #N/A |  |  |  | 0 |  |  | SLM |  |  | REM
| - | #N/A | #N/A | #N/A | Material Claiming | 0 |  |  | #N/A |  |  |  | 0 |  |  | SLM |  |  | REM
| - | #N/A | #N/A | #N/A | Material Claiming | 0 |  |  | #N/A |  |  |  | 0 |  |  | SLM |  |  | REM
| - | #N/A | #N/A | #N/A | Material Claiming | 0 |  |  | #N/A |  |  |  | 0 |  |  | SLM |  |  | REM
| - | #N/A | #N/A | #N/A | Material Claiming | 0 |  |  | #N/A |  |  |  | 0 |  |  | SLM |  |  | REM
| - | #N/A | #N/A | #N/A | Material Claiming | 0 |  |  | #N/A |  |  |  | 0 |  |  | SLM |  |  | REM
| - | #N/A | #N/A | #N/A | Material Claiming | 0 |  |  | #N/A |  |  |  | 0 |  |  | SLM |  |  | REM
| - | #N/A | #N/A | #N/A | Material Claiming | 0 |  |  | #N/A |  |  |  | 0 |  |  | SLM |  |  | REM
| - | #N/A | #N/A | #N/A | Material Claiming | 0 |  |  | #N/A |  |  |  | 0 |  |  | SLM |  |  | REM
| - | #N/A | #N/A | #N/A | Material Claiming | 0 |  |  | #N/A |  |  |  | 0 |  |  | SLM |  |  | REM
| - | #N/A | #N/A | #N/A | Material Claiming | 0 |  |  | #N/A |  |  |  | 0 |  |  | SLM |  |  | REM
| - | #N/A | #N/A | #N/A | Material Claiming | 0 |  |  | #N/A |  |  |  | 0 |  |  | SLM |  |  | REM
| - | #N/A | #N/A | #N/A | Material Claiming | 0 |  |  | #N/A |  |  |  | 0 |  |  | SLM |  |  | REM
| - | #N/A | #N/A | #N/A | Material Claiming | 0 |  |  | #N/A |  |  |  | 0 |  |  | SLM |  |  | REM
| - | #N/A | #N/A | #N/A | Material Claiming | 0 |  |  | #N/A |  |  |  | 0 |  |  | SLM |  |  | REM
| - | #N/A | #N/A | #N/A | Material Claiming | 0 |  |  | #N/A |  |  |  | 0 |  |  | SLM |  |  | REM
| - | #N/A | #N/A | #N/A | Material Claiming | 0 |  |  | #N/A |  |  |  | 0 |  |  | SLM |  |  | REM
| - | #N/A | #N/A | #N/A | Material Claiming | 0 |  |  | #N/A |  |  |  | 0 |  |  | SLM |  |  | REM
| - | #N/A | #N/A | #N/A | Material Claiming | 0 |  |  | #N/A |  |  |  | 0 |  |  | SLM |  |  | REM
| - | #N/A | #N/A | #N/A | Material Claiming | 0 |  |  | #N/A |  |  |  | 0 |  |  | SLM |  |  | REM
| - | #N/A | #N/A | #N/A | Material Claiming | 0 |  |  | #N/A |  |  |  | 0 |  |  | SLM |  |  | REM
| - | #N/A | #N/A | #N/A | Material Claiming | 0 |  |  | #N/A |  |  |  | 0 |  |  | SLM |  |  | REM
| - | #N/A | #N/A | #N/A | Material Claiming | 0 |  |  | #N/A |  |  |  | 0 |  |  | SLM |  |  | REM
| - | #N/A | #N/A | #N/A | Material Claiming | 0 |  |  | #N/A |  |  |  | 0 |  |  | SLM |  |  | REM
| - | #N/A | #N/A | #N/A | Material Claiming | 0 |  |  | #N/A |  |  |  | 0 |  |  | SLM |  |  | REM
| - | #N/A | #N/A | #N/A | Material Claiming | 0 |  |  | #N/A |  |  |  | 0 |  |  | SLM |  |  | REM
| - | #N/A | #N/A | #N/A | Material Claiming | 0 |  |  | #N/A |  |  |  | 0 |  |  | SLM |  |  | REM
| - | #N/A | #N/A | #N/A | Material Claiming | 0 |  |  | #N/A |  |  |  | 0 |  |  | SLM |  |  | REM
| - | #N/A | #N/A | #N/A | Material Claiming | 0 |  |  | #N/A |  |  |  | 0 |  |  | SLM |  |  | REM
| - | #N/A | #N/A | #N/A | Material Claiming | 0 |  |  | #N/A |  |  |  | 0 |  |  | SLM |  |  | REM
| - | #N/A | #N/A | #N/A | Material Claiming | 0 |  |  | #N/A |  |  |  | 0 |  |  | SLM |  |  | REM
| - | #N/A | #N/A | #N/A | Material Claiming | 0 |  |  | #N/A |  |  |  | 0 |  |  | SLM |  |  | REM
| - | #N/A | #N/A | #N/A | Material Claiming | 0 |  |  | #N/A |  |  |  | 0 |  |  | SLM |  |  | REM
| - | #N/A | #N/A | #N/A | Material Claiming | 0 |  |  | #N/A |  |  |  | 0 |  |  | SLM |  |  | REM
| - | #N/A | #N/A | #N/A | Material Claiming | 0 |  |  | #N/A |  |  |  | 0 |  |  | SLM |  |  | REM
| - | #N/A | #N/A | #N/A | Material Claiming | 0 |  |  | #N/A |  |  |  | 0 |  |  | SLM |  |  | REM
| - | #N/A | #N/A | #N/A | Material Claiming | 0 |  |  | #N/A |  |  |  | 0 |  |  | SLM |  |  | REM
| - | #N/A | #N/A | #N/A | Material Claiming | 0 |  |  | #N/A |  |  |  | 0 |  |  | SLM |  |  | REM
| - | #N/A | #N/A | #N/A | Material Claiming | 0 |  |  | #N/A |  |  |  | 0 |  |  | SLM |  |  | REM
| - | #N/A | #N/A | #N/A | Material Claiming | 0 |  |  | #N/A |  |  |  | 0 |  |  | SLM |  |  | REM
| - | #N/A | #N/A | #N/A | Material Claiming | 0 |  |  | #N/A |  |  |  | 0 |  |  | SLM |  |  | REM
| - | #N/A | #N/A | #N/A | Material Claiming | 0 |  |  | #N/A |  |  |  | 0 |  |  | SLM |  |  | REM
| - | #N/A | #N/A | #N/A | Material Claiming | 0 |  |  | #N/A |  |  |  | 0 |  |  | SLM |  |  | REM
| - | #N/A | #N/A | #N/A | Material Claiming | 0 |  |  | #N/A |  |  |  | 0 |  |  | SLM |  |  | REM
| - | #N/A | #N/A | #N/A | Material Claiming | 0 |  |  | #N/A |  |  |  | 0 |  |  | SLM |  |  | REM
| - | #N/A | #N/A | #N/A | Material Claiming | 0 |  |  | #N/A |  |  |  | 0 |  |  | SLM |  |  | REM
| - | #N/A | #N/A | #N/A | Material Claiming | 0 |  |  | #N/A |  |  |  | 0 |  |  | SLM |  |  | REM
| - | #N/A | #N/A | #N/A | Material Claiming | 0 |  |  | #N/A |  |  |  | 0 |  |  | SLM |  |  | REM
| - | #N/A | #N/A | #N/A | Material Claiming | 0 |  |  | #N/A |  |  |  | 0 |  |  | SLM |  |  | REM
| - | #N/A | #N/A | #N/A | Material Claiming | 0 |  |  | #N/A |  |  |  | 0 |  |  | SLM |  |  | REM
| - | #N/A | #N/A | #N/A | Material Claiming | 0 |  |  | #N/A |  |  |  | 0 |  |  | SLM |  |  | REM
| - | #N/A | #N/A | #N/A | Material Claiming | 0 |  |  | #N/A |  |  |  | 0 |  |  | SLM |  |  | REM
| - | #N/A | #N/A | #N/A | Material Claiming | 0 |  |  | #N/A |  |  |  | 0 |  |  | SLM |  |  | REM
| - | #N/A | #N/A | #N/A | Material Claiming | 0 |  |  | #N/A |  |  |  | 0 |  |  | SLM |  |  | REM
| - | #N/A | #N/A | #N/A | Material Claiming | 0 |  |  | #N/A |  |  |  | 0 |  |  | SLM |  |  | REM
| - | #N/A | #N/A | #N/A | Material Claiming | 0 |  |  | #N/A |  |  |  | 0 |  |  | SLM |  |  | REM
| - | #N/A | #N/A | #N/A | Material Claiming | 0 |  |  | #N/A |  |  |  | 0 |  |  | SLM |  |  | REM
| - | #N/A | #N/A | #N/A | Material Claiming | 0 |  |  | #N/A |  |  |  | 0 |  |  | SLM |  |  | REM
| - | #N/A | #N/A | #N/A | Material Claiming | 0 |  |  | #N/A |  |  |  | 0 |  |  | SLM |  |  | REM
| - | #N/A | #N/A | #N/A | Material Claiming | 0 |  |  | #N/A |  |  |  | 0 |  |  | SLM |  |  | REM
| - | #N/A | #N/A | #N/A | Material Claiming | 0 |  |  | #N/A |  |  |  | 0 |  |  | SLM |  |  | REM
| - | #N/A | #N/A | #N/A | Material Claiming | 0 |  |  | #N/A |  |  |  | 0 |  |  | SLM |  |  | REM
| - | #N/A | #N/A | #N/A | Material Claiming | 0 |  |  | #N/A |  |  |  | 0 |  |  | SLM |  |  | REM
| - | #N/A | #N/A | #N/A | Material Claiming | 0 |  |  | #N/A |  |  |  | 0 |  |  | SLM |  |  | REM
| - | #N/A | #N/A | #N/A | Material Claiming | 0 |  |  | #N/A |  |  |  | 0 |  |  | SLM |  |  | REM
| - | #N/A | #N/A | #N/A | Material Claiming | 0 |  |  | #N/A |  |  |  | 0 |  |  | SLM |  |  | REM
| - | #N/A | #N/A | #N/A | Material Claiming | 0 |  |  | #N/A |  |  |  | 0 |  |  | SLM |  |  | REM
| - | #N/A | #N/A | #N/A | Material Claiming | 0 |  |  | #N/A |  |  |  | 0 |  |  | SLM |  |  | REM
| - | #N/A | #N/A | #N/A | Material Claiming | 0 |  |  | #N/A |  |  |  | 0 |  |  | SLM |  |  | REM
| - | #N/A | #N/A | #N/A | Material Claiming | 0 |  |  | #N/A |  |  |  | 0 |  |  | SLM |  |  | REM
| - | #N/A | #N/A | #N/A | Material Claiming | 0 |  |  | #N/A |  |  |  | 0 |  |  | SLM |  |  | REM
| - | #N/A | #N/A | #N/A | Material Claiming | 0 |  |  | #N/A |  |  |  | 0 |  |  | SLM |  |  | REM
| - | #N/A | #N/A | #N/A | Material Claiming | 0 |  |  | #N/A |  |  |  | 0 |  |  | SLM |  |  | REM
| - | #N/A | #N/A | #N/A | Material Claiming | 0 |  |  | #N/A |  |  |  | 0 |  |  | SLM |  |  | REM
| - | #N/A | #N/A | #N/A | Material Claiming | 0 |  |  | #N/A |  |  |  | 0 |  |  | SLM |  |  | REM
| - | #N/A | #N/A | #N/A | Material Claiming | 0 |  |  | #N/A |  |  |  | 0 |  |  | SLM |  |  | REM
| - | #N/A | #N/A | #N/A | Material Claiming | 0 |  |  | #N/A |  |  |  | 0 |  |  | SLM |  |  | REM
| - | #N/A | #N/A | #N/A | Material Claiming | 0 |  |  | #N/A |  |  |  | 0 |  |  | SLM |  |  | REM
| - | #N/A | #N/A | #N/A | Material Claiming | 0 |  |  | #N/A |  |  |  | 0 |  |  | SLM |  |  | REM
| - | #N/A | #N/A | #N/A | Material Claiming | 0 |  |  | #N/A |  |  |  | 0 |  |  | SLM |  |  | REM
| - | #N/A | #N/A | #N/A | Material Claiming | 0 |  |  | #N/A |  |  |  | 0 |  |  | SLM |  |  | REM
| - | #N/A | #N/A | #N/A | Material Claiming | 0 |  |  | #N/A |  |  |  | 0 |  |  | SLM |  |  | REM
| - | #N/A | #N/A | #N/A | Material Claiming | 0 |  |  | #N/A |  |  |  | 0 |  |  | SLM |  |  | REM
| - | #N/A | #N/A | #N/A | Material Claiming | 0 |  |  | #N/A |  |  |  | 0 |  |  | SLM |  |  | REM
| - | #N/A | #N/A | #N/A | Material Claiming | 0 |  |  | #N/A |  |  |  | 0 |  |  | SLM |  |  | REM
| - | #N/A | #N/A | #N/A | Material Claiming | 0 |  |  | #N/A |  |  |  | 0 |  |  | SLM |  |  | REM
| - | #N/A | #N/A | #N/A | Material Claiming | 0 |  |  | #N/A |  |  |  | 0 |  |  | SLM |  |  | REM
| - | #N/A | #N/A | #N/A | Material Claiming | 0 |  |  | #N/A |  |  |  | 0 |  |  | SLM |  |  | REM
| - | #N/A | #N/A | #N/A | Material Claiming | 0 |  |  | #N/A |  |  |  | 0 |  |  | SLM |  |  | REM
| - | #N/A | #N/A | #N/A | Material Claiming | 0 |  |  | #N/A |  |  |  | 0 |  |  | SLM |  |  | REM
| - | #N/A | #N/A | #N/A | Material Claiming | 0 |  |  | #N/A |  |  |  | 0 |  |  | SLM |  |  | REM
| - | #N/A | #N/A | #N/A | Material Claiming | 0 |  |  | #N/A |  |  |  | 0 |  |  | SLM |  |  | REM
| - | #N/A | #N/A | #N/A | Material Claiming | 0 |  |  | #N/A |  |  |  | 0 |  |  | SLM |  |  | REM
| - | #N/A | #N/A | #N/A | Material Claiming | 0 |  |  | #N/A |  |  |  | 0 |  |  | SLM |  |  | REM
| - | #N/A | #N/A | #N/A | Material Claiming | 0 |  |  | #N/A |  |  |  | 0 |  |  | SLM |  |  | REM
| - | #N/A | #N/A | #N/A | Material Claiming | 0 |  |  | #N/A |  |  |  | 0 |  |  | SLM |  |  | REM
| - | #N/A | #N/A | #N/A | Material Claiming | 0 |  |  | #N/A |  |  |  | 0 |  |  | SLM |  |  | REM
| - | #N/A | #N/A | #N/A | Material Claiming | 0 |  |  | #N/A |  |  |  | 0 |  |  | SLM |  |  | REM
| - | #N/A | #N/A | #N/A | Material Claiming | 0 |  |  | #N/A |  |  |  | 0 |  |  | SLM |  |  | REM
| - | #N/A | #N/A | #N/A | Material Claiming | 0 |  |  | #N/A |  |  |  | 0 |  |  | SLM |  |  | REM
| - | #N/A | #N/A | #N/A | Material Claiming | 0 |  |  | #N/A |  |  |  | 0 |  |  | SLM |  |  | REM
| - | #N/A | #N/A | #N/A | Material Claiming | 0 |  |  | #N/A |  |  |  | 0 |  |  | SLM |  |  | REM
| - | #N/A | #N/A | #N/A | Material Claiming | 0 |  |  | #N/A |  |  |  | 0 |  |  | SLM |  |  | REM
| - | #N/A | #N/A | #N/A | Material Claiming | 0 |  |  | #N/A |  |  |  | 0 |  |  | SLM |  |  | REM
| - | #N/A | #N/A | #N/A | Material Claiming | 0 |  |  | #N/A |  |  |  | 0 |  |  | SLM |  |  | REM
| - | #N/A | #N/A | #N/A | Material Claiming | 0 |  |  | #N/A |  |  |  | 0 |  |  | SLM |  |  | REM
| - | #N/A | #N/A | #N/A | Material Claiming | 0 |  |  | #N/A |  |  |  | 0 |  |  | SLM |  |  | REM
| - | #N/A | #N/A | #N/A | Material Claiming | 0 |  |  | #N/A |  |  |  | 0 |  |  | SLM |  |  | REM
| - | #N/A | #N/A | #N/A | Material Claiming | 0 |  |  | #N/A |  |  |  | 0 |  |  | SLM |  |  | REM
| - | #N/A | #N/A | #N/A | Material Claiming | 0 |  |  | #N/A |  |  |  | 0 |  |  | SLM |  |  | REM
| - | #N/A | #N/A | #N/A | Material Claiming | 0 |  |  | #N/A |  |  |  | 0 |  |  | SLM |  |  | REM
| - | #N/A | #N/A | #N/A | Material Claiming | 0 |  |  | #N/A |  |  |  | 0 |  |  | SLM |  |  | REM
| - | #N/A | #N/A | #N/A | Material Claiming | 0 |  |  | #N/A |  |  |  | 0 |  |  | SLM |  |  | REM
| - | #N/A | #N/A | #N/A | Material Claiming | 0 |  |  | #N/A |  |  |  | 0 |  |  | SLM |  |  | REM
| - | #N/A | #N/A | #N/A | Material Claiming | 0 |  |  | #N/A |  |  |  | 0 |  |  | SLM |  |  | REM
| - | #N/A | #N/A | #N/A | Material Claiming | 0 |  |  | #N/A |  |  |  | 0 |  |  | SLM |  |  | REM
| - | #N/A | #N/A | #N/A | Material Claiming | 0 |  |  | #N/A |  |  |  | 0 |  |  | SLM |  |  | REM
| - | #N/A | #N/A | #N/A | Material Claiming | 0 |  |  | #N/A |  |  |  | 0 |  |  | SLM |  |  | REM
| - | #N/A | #N/A | #N/A | Material Claiming | 0 |  |  | #N/A |  |  |  | 0 |  |  | SLM |  |  | REM
| - | #N/A | #N/A | #N/A | Material Claiming | 0 |  |  | #N/A |  |  |  | 0 |  |  | SLM |  |  | REM
| - | #N/A | #N/A | #N/A | Material Claiming | 0 |  |  | #N/A |  |  |  | 0 |  |  | SLM |  |  | REM
| - | #N/A | #N/A | #N/A | Material Claiming | 0 |  |  | #N/A |  |  |  | 0 |  |  | SLM |  |  | REM
| - | #N/A | #N/A | #N/A | Material Claiming | 0 |  |  | #N/A |  |  |  | 0 |  |  | SLM |  |  | REM
| - | #N/A | #N/A | #N/A | Material Claiming | 0 |  |  | #N/A |  |  |  | 0 |  |  | SLM |  |  | REM
| - | #N/A | #N/A | #N/A | Material Claiming | 0 |  |  | #N/A |  |  |  | 0 |  |  | SLM |  |  | REM
| - | #N/A | #N/A | #N/A | Material Claiming | 0 |  |  | #N/A |  |  |  | 0 |  |  | SLM |  |  | REM
| - | #N/A | #N/A | #N/A | Material Claiming | 0 |  |  | #N/A |  |  |  | 0 |  |  | SLM |  |  | REM
| - | #N/A | #N/A | #N/A | Material Claiming | 0 |  |  | #N/A |  |  |  | 0 |  |  | SLM |  |  | REM
| - | #N/A | #N/A | #N/A | Material Claiming | 0 |  |  | #N/A |  |  |  | 0 |  |  | SLM |  |  | REM
| - | #N/A | #N/A | #N/A | Material Claiming | 0 |  |  | #N/A |  |  |  | 0 |  |  | SLM |  |  | REM
| - | #N/A | #N/A | #N/A | Material Claiming | 0 |  |  | #N/A |  |  |  | 0 |  |  | SLM |  |  | REM
| - | #N/A | #N/A | #N/A | Material Claiming | 0 |  |  | #N/A |  |  |  | 0 |  |  | SLM |  |  | REM
| - | #N/A | #N/A | #N/A | Material Claiming | 0 |  |  | #N/A |  |  |  | 0 |  |  | SLM |  |  | REM
| - | #N/A | #N/A | #N/A | Material Claiming | 0 |  |  | #N/A |  |  |  | 0 |  |  | SLM |  |  | REM
| - | #N/A | #N/A | #N/A | Material Claiming | 0 |  |  | #N/A |  |  |  | 0 |  |  | SLM |  |  | REM
| - | #N/A | #N/A | #N/A | Material Claiming | 0 |  |  | #N/A |  |  |  | 0 |  |  | SLM |  |  | REM
| - | #N/A | #N/A | #N/A | Material Claiming | 0 |  |  | #N/A |  |  |  | 0 |  |  | SLM |  |  | REM
| - | #N/A | #N/A | #N/A | Material Claiming | 0 |  |  | #N/A |  |  |  | 0 |  |  | SLM |  |  | REM
| - | #N/A | #N/A | #N/A | Material Claiming | 0 |  |  | #N/A |  |  |  | 0 |  |  | SLM |  |  | REM
| - | #N/A | #N/A | #N/A | Material Claiming | 0 |  |  | #N/A |  |  |  | 0 |  |  | SLM |  |  | REM
| - | #N/A | #N/A | #N/A | Material Claiming | 0 |  |  | #N/A |  |  |  | 0 |  |  | SLM |  |  | REM
| - | #N/A | #N/A | #N/A | Material Claiming | 0 |  |  | #N/A |  |  |  | 0 |  |  | SLM |  |  | REM
| - | #N/A | #N/A | #N/A | Material Claiming | 0 |  |  | #N/A |  |  |  | 0 |  |  | SLM |  |  | REM
| - | #N/A | #N/A | #N/A | Material Claiming | 0 |  |  | #N/A |  |  |  | 0 |  |  | SLM |  |  | REM
| - | #N/A | #N/A | #N/A | Material Claiming | 0 |  |  | #N/A |  |  |  | 0 |  |  | SLM |  |  | REM
| - | #N/A | #N/A | #N/A | Material Claiming | 0 |  |  | #N/A |  |  |  | 0 |  |  | SLM |  |  | REM
| - | #N/A | #N/A | #N/A | Material Claiming | 0 |  |  | #N/A |  |  |  | 0 |  |  | SLM |  |  | REM
| - | #N/A | #N/A | #N/A | Material Claiming | 0 |  |  | #N/A |  |  |  | 0 |  |  | SLM |  |  | REM
| - | #N/A | #N/A | #N/A | Material Claiming | 0 |  |  | #N/A |  |  |  | 0 |  |  | SLM |  |  | REM
| - | #N/A | #N/A | #N/A | Material Claiming | 0 |  |  | #N/A |  |  |  | 0 |  |  | SLM |  |  | REM
| - | #N/A | #N/A | #N/A | Material Claiming | 0 |  |  | #N/A |  |  |  | 0 |  |  | SLM |  |  | REM
| - | #N/A | #N/A | #N/A | Material Claiming | 0 |  |  | #N/A |  |  |  | 0 |  |  | SLM |  |  | REM
| - | #N/A | #N/A | #N/A | Material Claiming | 0 |  |  | #N/A |  |  |  | 0 |  |  | SLM |  |  | REM
| - | #N/A | #N/A | #N/A | Material Claiming | 0 |  |  | #N/A |  |  |  | 0 |  |  | SLM |  |  | REM
| - | #N/A | #N/A | #N/A | Material Claiming | 0 |  |  | #N/A |  |  |  | 0 |  |  | SLM |  |  | REM
| - | #N/A | #N/A | #N/A | Material Claiming | 0 |  |  | #N/A |  |  |  | 0 |  |  | SLM |  |  | REM
| - | #N/A | #N/A | #N/A | Material Claiming | 0 |  |  | #N/A |  |  |  | 0 |  |  | SLM |  |  | REM
| - | #N/A | #N/A | #N/A | Material Claiming | 0 |  |  | #N/A |  |  |  | 0 |  |  | SLM |  |  | REM
| - | #N/A | #N/A | #N/A | Material Claiming | 0 |  |  | #N/A |  |  |  | 0 |  |  | SLM |  |  | REM
| - | #N/A | #N/A | #N/A | Material Claiming | 0 |  |  | #N/A |  |  |  | 0 |  |  | SLM |  |  | REM
| - | #N/A | #N/A | #N/A | Material Claiming | 0 |  |  | #N/A |  |  |  | 0 |  |  | SLM |  |  | REM
| - | #N/A | #N/A | #N/A | Material Claiming | 0 |  |  | #N/A |  |  |  | 0 |  |  | SLM |  |  | REM
| - | #N/A | #N/A | #N/A | Material Claiming | 0 |  |  | #N/A |  |  |  | 0 |  |  | SLM |  |  | REM
| - | #N/A | #N/A | #N/A | Material Claiming | 0 |  |  | #N/A |  |  |  | 0 |  |  | SLM |  |  | REM
| - | #N/A | #N/A | #N/A | Material Claiming | 0 |  |  | #N/A |  |  |  | 0 |  |  | SLM |  |  | REM
| - | #N/A | #N/A | #N/A | Material Claiming | 0 |  |  | #N/A |  |  |  | 0 |  |  | SLM |  |  | REM
| - | #N/A | #N/A | #N/A | Material Claiming | 0 |  |  | #N/A |  |  |  | 0 |  |  | SLM |  |  | REM
| - | #N/A | #N/A | #N/A | Material Claiming | 0 |  |  | #N/A |  |  |  | 0 |  |  | SLM |  |  | REM
| - | #N/A | #N/A | #N/A | Material Claiming | 0 |  |  | #N/A |  |  |  | 0 |  |  | SLM |  |  | REM
| - | #N/A | #N/A | #N/A | Material Claiming | 0 |  |  | #N/A |  |  |  | 0 |  |  | SLM |  |  | REM
| - | #N/A | #N/A | #N/A | Material Claiming | 0 |  |  | #N/A |  |  |  | 0 |  |  | SLM |  |  | REM
| - | #N/A | #N/A | #N/A | Material Claiming | 0 |  |  | #N/A |  |  |  | 0 |  |  | SLM |  |  | REM
| - | #N/A | #N/A | #N/A | Material Claiming | 0 |  |  | #N/A |  |  |  | 0 |  |  | SLM |  |  | REM
| - | #N/A | #N/A | #N/A | Material Claiming | 0 |  |  | #N/A |  |  |  | 0 |  |  | SLM |  |  | REM
| - | #N/A | #N/A | #N/A | Material Claiming | 0 |  |  | #N/A |  |  |  | 0 |  |  | SLM |  |  | REM
| - | #N/A | #N/A | #N/A | Material Claiming | 0 |  |  | #N/A |  |  |  | 0 |  |  | SLM |  |  | REM
| - | #N/A | #N/A | #N/A | Material Claiming | 0 |  |  | #N/A |  |  |  | 0 |  |  | SLM |  |  | REM
| - | #N/A | #N/A | #N/A | Material Claiming | 0 |  |  | #N/A |  |  |  | 0 |  |  | SLM |  |  | REM
| - | #N/A | #N/A | #N/A | Material Claiming | 0 |  |  | #N/A |  |  |  | 0 |  |  | SLM |  |  | REM
| - | #N/A | #N/A | #N/A | Material Claiming | 0 |  |  | #N/A |  |  |  | 0 |  |  | SLM |  |  | REM
| - | #N/A | #N/A | #N/A | Material Claiming | 0 |  |  | #N/A |  |  |  | 0 |  |  | SLM |  |  | REM
| - | #N/A | #N/A | #N/A | Material Claiming | 0 |  |  | #N/A |  |  |  | 0 |  |  | SLM |  |  | REM
| - | #N/A | #N/A | #N/A | Material Claiming | 0 |  |  | #N/A |  |  |  | 0 |  |  | SLM |  |  | REM
| - | #N/A | #N/A | #N/A | Material Claiming | 0 |  |  | #N/A |  |  |  | 0 |  |  | SLM |  |  | REM
| - | #N/A | #N/A | #N/A | Material Claiming | 0 |  |  | #N/A |  |  |  | 0 |  |  | SLM |  |  | REM
| - | #N/A | #N/A | #N/A | Material Claiming | 0 |  |  | #N/A |  |  |  | 0 |  |  | SLM |  |  | REM
| - | #N/A | #N/A | #N/A | Material Claiming | 0 |  |  | #N/A |  |  |  | 0 |  |  | SLM |  |  | REM
| - | #N/A | #N/A | #N/A | Material Claiming | 0 |  |  | #N/A |  |  |  | 0 |  |  | SLM |  |  | REM
| - | #N/A | #N/A | #N/A | Material Claiming | 0 |  |  | #N/A |  |  |  | 0 |  |  | SLM |  |  | REM
| - | #N/A | #N/A | #N/A | Material Claiming | 0 |  |  | #N/A |  |  |  | 0 |  |  | SLM |  |  | REM
| - | #N/A | #N/A | #N/A | Material Claiming | 0 |  |  | #N/A |  |  |  | 0 |  |  | SLM |  |  | REM
| - | #N/A | #N/A | #N/A | Material Claiming | 0 |  |  | #N/A |  |  |  | 0 |  |  | SLM |  |  | REM
| - | #N/A | #N/A | #N/A | Material Claiming | 0 |  |  | #N/A |  |  |  | 0 |  |  | SLM |  |  | REM
| - | #N/A | #N/A | #N/A | Material Claiming | 0 |  |  | #N/A |  |  |  | 0 |  |  | SLM |  |  | REM
| - | #N/A | #N/A | #N/A | Material Claiming | 0 |  |  | #N/A |  |  |  | 0 |  |  | SLM |  |  | REM
| - | #N/A | #N/A | #N/A | Material Claiming | 0 |  |  | #N/A |  |  |  | 0 |  |  | SLM |  |  | REM
| - | #N/A | #N/A | #N/A | Material Claiming | 0 |  |  | #N/A |  |  |  | 0 |  |  | SLM |  |  | REM
| - | #N/A | #N/A | #N/A | Material Claiming | 0 |  |  | #N/A |  |  |  | 0 |  |  | SLM |  |  | REM
| - | #N/A | #N/A | #N/A | Material Claiming | 0 |  |  | #N/A |  |  |  | 0 |  |  | SLM |  |  | REM
| - | #N/A | #N/A | #N/A | Material Claiming | 0 |  |  | #N/A |  |  |  | 0 |  |  | SLM |  |  | REM
| - | #N/A | #N/A | #N/A | Material Claiming | 0 |  |  | #N/A |  |  |  | 0 |  |  | SLM |  |  | REM
| - | #N/A | #N/A | #N/A | Material Claiming | 0 |  |  | #N/A |  |  |  | 0 |  |  | SLM |  |  | REM
| - | #N/A | #N/A | #N/A | Material Claiming | 0 |  |  | #N/A |  |  |  | 0 |  |  | SLM |  |  | REM
| - | #N/A | #N/A | #N/A | Material Claiming | 0 |  |  | #N/A |  |  |  | 0 |  |  | SLM |  |  | REM
| - | #N/A | #N/A | #N/A | Material Claiming | 0 |  |  | #N/A |  |  |  | 0 |  |  | SLM |  |  | REM
| - | #N/A | #N/A | #N/A | Material Claiming | 0 |  |  | #N/A |  |  |  | 0 |  |  | SLM |  |  | REM
| - | #N/A | #N/A | #N/A | Material Claiming | 0 |  |  | #N/A |  |  |  | 0 |  |  | SLM |  |  | REM
| - | #N/A | #N/A | #N/A | Material Claiming | 0 |  |  | #N/A |  |  |  | 0 |  |  | SLM |  |  | REM
| - | #N/A | #N/A | #N/A | Material Claiming | 0 |  |  | #N/A |  |  |  | 0 |  |  | SLM |  |  | REM
| - | #N/A | #N/A | #N/A | Material Claiming | 0 |  |  | #N/A |  |  |  | 0 |  |  | SLM |  |  | REM
| - | #N/A | #N/A | #N/A | Material Claiming | 0 |  |  | #N/A |  |  |  | 0 |  |  | SLM |  |  | REM
| - | #N/A | #N/A | #N/A | Material Claiming | 0 |  |  | #N/A |  |  |  | 0 |  |  | SLM |  |  | REM
| - | #N/A | #N/A | #N/A | Material Claiming | 0 |  |  | #N/A |  |  |  | 0 |  |  | SLM |  |  | REM
| - | #N/A | #N/A | #N/A | Material Claiming | 0 |  |  | #N/A |  |  |  | 0 |  |  | SLM |  |  | REM
| - | #N/A | #N/A | #N/A | Material Claiming | 0 |  |  | #N/A |  |  |  | 0 |  |  | SLM |  |  | REM
| - | #N/A | #N/A | #N/A | Material Claiming | 0 |  |  | #N/A |  |  |  | 0 |  |  | SLM |  |  | REM
| - | #N/A | #N/A | #N/A | Material Claiming | 0 |  |  | #N/A |  |  |  | 0 |  |  | SLM |  |  | REM
| - | #N/A | #N/A | #N/A | Material Claiming | 0 |  |  | #N/A |  |  |  | 0 |  |  | SLM |  |  | REM
| - | #N/A | #N/A | #N/A | Material Claiming | 0 |  |  | #N/A |  |  |  | 0 |  |  | SLM |  |  | REM
| - | #N/A | #N/A | #N/A | Material Claiming | 0 |  |  | #N/A |  |  |  | 0 |  |  | SLM |  |  | REM
| - | #N/A | #N/A | #N/A | Material Claiming | 0 |  |  | #N/A |  |  |  | 0 |  |  | SLM |  |  | REM
| - | #N/A | #N/A | #N/A | Material Claiming | 0 |  |  | #N/A |  |  |  | 0 |  |  | SLM |  |  | REM
| - | #N/A | #N/A | #N/A | Material Claiming | 0 |  |  | #N/A |  |  |  | 0 |  |  | SLM |  |  | REM
| - | #N/A | #N/A | #N/A | Material Claiming | 0 |  |  | #N/A |  |  |  | 0 |  |  | SLM |  |  | REM
| - | #N/A | #N/A | #N/A | Material Claiming | 0 |  |  | #N/A |  |  |  | 0 |  |  | SLM |  |  | REM
| - | #N/A | #N/A | #N/A | Material Claiming | 0 |  |  | #N/A |  |  |  | 0 |  |  | SLM |  |  | REM
| - | #N/A | #N/A | #N/A | Material Claiming | 0 |  |  | #N/A |  |  |  | 0 |  |  | SLM |  |  | REM
| - | #N/A | #N/A | #N/A | Material Claiming | 0 |  |  | #N/A |  |  |  | 0 |  |  | SLM |  |  | REM
| - | #N/A | #N/A | #N/A | Material Claiming | 0 |  |  | #N/A |  |  |  | 0 |  |  | SLM |  |  | REM
| - | #N/A | #N/A | #N/A | Material Claiming | 0 |  |  | #N/A |  |  |  | 0 |  |  | SLM |  |  | REM
| - | #N/A | #N/A | #N/A | Material Claiming | 0 |  |  | #N/A |  |  |  | 0 |  |  | SLM |  |  | REM
| - | #N/A | #N/A | #N/A | Material Claiming | 0 |  |  | #N/A |  |  |  | 0 |  |  | SLM |  |  | REM
| - | #N/A | #N/A | #N/A | Material Claiming | 0 |  |  | #N/A |  |  |  | 0 |  |  | SLM |  |  | REM
| - | #N/A | #N/A | #N/A | Material Claiming | 0 |  |  | #N/A |  |  |  | 0 |  |  | SLM |  |  | REM
| - | #N/A | #N/A | #N/A | Material Claiming | 0 |  |  | #N/A |  |  |  | 0 |  |  | SLM |  |  | REM
| - | #N/A | #N/A | #N/A | Material Claiming | 0 |  |  | #N/A |  |  |  | 0 |  |  | SLM |  |  | REM
| - | #N/A | #N/A | #N/A | Material Claiming | 0 |  |  | #N/A |  |  |  | 0 |  |  | SLM |  |  | REM
| - | #N/A | #N/A | #N/A | Material Claiming | 0 |  |  | #N/A |  |  |  | 0 |  |  | SLM |  |  | REM
| - | #N/A | #N/A | #N/A | Material Claiming | 0 |  |  | #N/A |  |  |  | 0 |  |  | SLM |  |  | REM
| - | #N/A | #N/A | #N/A | Material Claiming | 0 |  |  | #N/A |  |  |  | 0 |  |  | SLM |  |  | REM
| - | #N/A | #N/A | #N/A | Material Claiming | 0 |  |  | #N/A |  |  |  | 0 |  |  | SLM |  |  | REM
| - | #N/A | #N/A | #N/A | Material Claiming | 0 |  |  | #N/A |  |  |  | 0 |  |  | SLM |  |  | REM
| - | #N/A | #N/A | #N/A | Material Claiming | 0 |  |  | #N/A |  |  |  | 0 |  |  | SLM |  |  | REM
| - | #N/A | #N/A | #N/A | Material Claiming | 0 |  |  | #N/A |  |  |  | 0 |  |  | SLM |  |  | REM
| - | #N/A | #N/A | #N/A | Material Claiming | 0 |  |  | #N/A |  |  |  | 0 |  |  | SLM |  |  | REM
| - | #N/A | #N/A | #N/A | Material Claiming | 0 |  |  | #N/A |  |  |  | 0 |  |  | SLM |  |  | REM
| - | #N/A | #N/A | #N/A | Material Claiming | 0 |  |  | #N/A |  |  |  | 0 |  |  | SLM |  |  | REM
| - | #N/A | #N/A | #N/A | Material Claiming | 0 |  |  | #N/A |  |  |  | 0 |  |  | SLM |  |  | REM
| - | #N/A | #N/A | #N/A | Material Claiming | 0 |  |  | #N/A |  |  |  | 0 |  |  | SLM |  |  | REM
| - | #N/A | #N/A | #N/A | Material Claiming | 0 |  |  | #N/A |  |  |  | 0 |  |  | SLM |  |  | REM
| - | #N/A | #N/A | #N/A | Material Claiming | 0 |  |  | #N/A |  |  |  | 0 |  |  | SLM |  |  | REM
| - | #N/A | #N/A | #N/A | Material Claiming | 0 |  |  | #N/A |  |  |  | 0 |  |  | SLM |  |  | REM
| - | #N/A | #N/A | #N/A | Material Claiming | 0 |  |  | #N/A |  |  |  | 0 |  |  | SLM |  |  | REM
| - | #N/A | #N/A | #N/A | Material Claiming | 0 |  |  | #N/A |  |  |  | 0 |  |  | SLM |  |  | REM
| - | #N/A | #N/A | #N/A | Material Claiming | 0 |  |  | #N/A |  |  |  | 0 |  |  | SLM |  |  | REM
| - | #N/A | #N/A | #N/A | Material Claiming | 0 |  |  | #N/A |  |  |  | 0 |  |  | SLM |  |  | REM
| - | #N/A | #N/A | #N/A | Material Claiming | 0 |  |  | #N/A |  |  |  | 0 |  |  | SLM |  |  | REM
| - | #N/A | #N/A | #N/A | Material Claiming | 0 |  |  | #N/A |  |  |  | 0 |  |  | SLM |  |  | REM
| - | #N/A | #N/A | #N/A | Material Claiming | 0 |  |  | #N/A |  |  |  | 0 |  |  | SLM |  |  | REM
| - | #N/A | #N/A | #N/A | Material Claiming | 0 |  |  | #N/A |  |  |  | 0 |  |  | SLM |  |  | REM
| - | #N/A | #N/A | #N/A | Material Claiming | 0 |  |  | #N/A |  |  |  | 0 |  |  | SLM |  |  | REM
| - | #N/A | #N/A | #N/A | Material Claiming | 0 |  |  | #N/A |  |  |  | 0 |  |  | SLM |  |  | REM
| - | #N/A | #N/A | #N/A | Material Claiming | 0 |  |  | #N/A |  |  |  | 0 |  |  | SLM |  |  | REM
| - | #N/A | #N/A | #N/A | Material Claiming | 0 |  |  | #N/A |  |  |  | 0 |  |  | SLM |  |  | REM
| - | #N/A | #N/A | #N/A | Material Claiming | 0 |  |  | #N/A |  |  |  | 0 |  |  | SLM |  |  | REM
| - | #N/A | #N/A | #N/A | Material Claiming | 0 |  |  | #N/A |  |  |  | 0 |  |  | SLM |  |  | REM
| - | #N/A | #N/A | #N/A | Material Claiming | 0 |  |  | #N/A |  |  |  | 0 |  |  | SLM |  |  | REM
| - | #N/A | #N/A | #N/A | Material Claiming | 0 |  |  | #N/A |  |  |  | 0 |  |  | SLM |  |  | REM
| - | #N/A | #N/A | #N/A | Material Claiming | 0 |  |  | #N/A |  |  |  | 0 |  |  | SLM |  |  | REM
| - | #N/A | #N/A | #N/A | Material Claiming | 0 |  |  | #N/A |  |  |  | 0 |  |  | SLM |  |  | REM
| - | #N/A | #N/A | #N/A | Material Claiming | 0 |  |  | #N/A |  |  |  | 0 |  |  | SLM |  |  | REM
| - | #N/A | #N/A | #N/A | Material Claiming | 0 |  |  | #N/A |  |  |  | 0 |  |  | SLM |  |  | REM
| - | #N/A | #N/A | #N/A | Material Claiming | 0 |  |  | #N/A |  |  |  | 0 |  |  | SLM |  |  | REM
| - | #N/A | #N/A | #N/A | Material Claiming | 0 |  |  | #N/A |  |  |  | 0 |  |  | SLM |  |  | REM
| - | #N/A | #N/A | #N/A | Material Claiming | 0 |  |  | #N/A |  |  |  | 0 |  |  | SLM |  |  | REM
| - | #N/A | #N/A | #N/A | Material Claiming | 0 |  |  | #N/A |  |  |  | 0 |  |  | SLM |  |  | REM
| - | #N/A | #N/A | #N/A | Material Claiming | 0 |  |  | #N/A |  |  |  | 0 |  |  | SLM |  |  | REM
| - | #N/A | #N/A | #N/A | Material Claiming | 0 |  |  | #N/A |  |  |  | 0 |  |  | SLM |  |  | REM
| - | #N/A | #N/A | #N/A | Material Claiming | 0 |  |  | #N/A |  |  |  | 0 |  |  | SLM |  |  | REM
| - | #N/A | #N/A | #N/A | Material Claiming | 0 |  |  | #N/A |  |  |  | 0 |  |  | SLM |  |  | REM
| - | #N/A | #N/A | #N/A | Material Claiming | 0 |  |  | #N/A |  |  |  | 0 |  |  | SLM |  |  | REM
| - | #N/A | #N/A | #N/A | Material Claiming | 0 |  |  | #N/A |  |  |  | 0 |  |  | SLM |  |  | REM
| - | #N/A | #N/A | #N/A | Material Claiming | 0 |  |  | #N/A |  |  |  | 0 |  |  | SLM |  |  | REM
| - | #N/A | #N/A | #N/A | Material Claiming | 0 |  |  | #N/A |  |  |  | 0 |  |  | SLM |  |  | REM
| - | #N/A | #N/A | #N/A | Material Claiming | 0 |  |  | #N/A |  |  |  | 0 |  |  | SLM |  |  | REM
| - | #N/A | #N/A | #N/A | Material Claiming | 0 |  |  | #N/A |  |  |  | 0 |  |  | SLM |  |  | REM
| - | #N/A | #N/A | #N/A | Material Claiming | 0 |  |  | #N/A |  |  |  | 0 |  |  | SLM |  |  | REM
| - | #N/A | #N/A | #N/A | Material Claiming | 0 |  |  | #N/A |  |  |  | 0 |  |  | SLM |  |  | REM
| - | #N/A | #N/A | #N/A | Material Claiming | 0 |  |  | #N/A |  |  |  | 0 |  |  | SLM |  |  | REM
| - | #N/A | #N/A | #N/A | Material Claiming | 0 |  |  | #N/A |  |  |  | 0 |  |  | SLM |  |  | REM
| - | #N/A | #N/A | #N/A | Material Claiming | 0 |  |  | #N/A |  |  |  | 0 |  |  | SLM |  |  | REM
| - | #N/A | #N/A | #N/A | Material Claiming | 0 |  |  | #N/A |  |  |  | 0 |  |  | SLM |  |  | REM
| - | #N/A | #N/A | #N/A | Material Claiming | 0 |  |  | #N/A |  |  |  | 0 |  |  | SLM |  |  | REM
| - | #N/A | #N/A | #N/A | Material Claiming | 0 |  |  | #N/A |  |  |  | 0 |  |  | SLM |  |  | REM
| - | #N/A | #N/A | #N/A | Material Claiming | 0 |  |  | #N/A |  |  |  | 0 |  |  | SLM |  |  | REM
| - | #N/A | #N/A | #N/A | Material Claiming | 0 |  |  | #N/A |  |  |  | 0 |  |  | SLM |  |  | REM
| - | #N/A | #N/A | #N/A | Material Claiming | 0 |  |  | #N/A |  |  |  | 0 |  |  | SLM |  |  | REM
| - | #N/A | #N/A | #N/A | Material Claiming | 0 |  |  | #N/A |  |  |  | 0 |  |  | SLM |  |  | REM
| - | #N/A | #N/A | #N/A | Material Claiming | 0 |  |  | #N/A |  |  |  | 0 |  |  | SLM |  |  | REM
| - | #N/A | #N/A | #N/A | Material Claiming | 0 |  |  | #N/A |  |  |  | 0 |  |  | SLM |  |  | REM
| - | #N/A | #N/A | #N/A | Material Claiming | 0 |  |  | #N/A |  |  |  | 0 |  |  | SLM |  |  | REM
| - | #N/A | #N/A | #N/A | Material Claiming | 0 |  |  | #N/A |  |  |  | 0 |  |  | SLM |  |  | REM
| - | #N/A | #N/A | #N/A | Material Claiming | 0 |  |  | #N/A |  |  |  | 0 |  |  | SLM |  |  | REM
| - | #N/A | #N/A | #N/A | Material Claiming | 0 |  |  | #N/A |  |  |  | 0 |  |  | SLM |  |  | REM
| - | #N/A | #N/A | #N/A | Material Claiming | 0 |  |  | #N/A |  |  |  | 0 |  |  | SLM |  |  | REM
| - | #N/A | #N/A | #N/A | Material Claiming | 0 |  |  | #N/A |  |  |  | 0 |  |  | SLM |  |  | REM
| - | #N/A | #N/A | #N/A | Material Claiming | 0 |  |  | #N/A |  |  |  | 0 |  |  | SLM |  |  | REM
| - | #N/A | #N/A | #N/A | Material Claiming | 0 |  |  | #N/A |  |  |  | 0 |  |  | SLM |  |  | REM
| - | #N/A | #N/A | #N/A | Material Claiming | 0 |  |  | #N/A |  |  |  | 0 |  |  | SLM |  |  | REM
| - | #N/A | #N/A | #N/A | Material Claiming | 0 |  |  | #N/A |  |  |  | 0 |  |  | SLM |  |  | REM
| - | #N/A | #N/A | #N/A | Material Claiming | 0 |  |  | #N/A |  |  |  | 0 |  |  | SLM |  |  | REM
| - | #N/A | #N/A | #N/A | Material Claiming | 0 |  |  | #N/A |  |  |  | 0 |  |  | SLM |  |  | REM
| - | #N/A | #N/A | #N/A | Material Claiming | 0 |  |  | #N/A |  |  |  | 0 |  |  | SLM |  |  | REM
| - | #N/A | #N/A | #N/A | Material Claiming | 0 |  |  | #N/A |  |  |  | 0 |  |  | SLM |  |  | REM
| - | #N/A | #N/A | #N/A | Material Claiming | 0 |  |  | #N/A |  |  |  | 0 |  |  | SLM |  |  | REM
| - | #N/A | #N/A | #N/A | Material Claiming | 0 |  |  | #N/A |  |  |  | 0 |  |  | SLM |  |  | REM
| - | #N/A | #N/A | #N/A | Material Claiming | 0 |  |  | #N/A |  |  |  | 0 |  |  | SLM |  |  | REM
| - | #N/A | #N/A | #N/A | Material Claiming | 0 |  |  | #N/A |  |  |  | 0 |  |  | SLM |  |  | REM
| - | #N/A | #N/A | #N/A | Material Claiming | 0 |  |  | #N/A |  |  |  | 0 |  |  | SLM |  |  | REM
| - | #N/A | #N/A | #N/A | Material Claiming | 0 |  |  | #N/A |  |  |  | 0 |  |  | SLM |  |  | REM
| - | #N/A | #N/A | #N/A | Material Claiming | 0 |  |  | #N/A |  |  |  | 0 |  |  | SLM |  |  | REM
| - | #N/A | #N/A | #N/A | Material Claiming | 0 |  |  | #N/A |  |  |  | 0 |  |  | SLM |  |  | REM
| - | #N/A | #N/A | #N/A | Material Claiming | 0 |  |  | #N/A |  |  |  | 0 |  |  | SLM |  |  | REM
| - | #N/A | #N/A | #N/A | Material Claiming | 0 |  |  | #N/A |  |  |  | 0 |  |  | SLM |  |  | REM
| - | #N/A | #N/A | #N/A | Material Claiming | 0 |  |  | #N/A |  |  |  | 0 |  |  | SLM |  |  | REM
| - | #N/A | #N/A | #N/A | Material Claiming | 0 |  |  | #N/A |  |  |  | 0 |  |  | SLM |  |  | REM
| - | #N/A | #N/A | #N/A | Material Claiming | 0 |  |  | #N/A |  |  |  | 0 |  |  | SLM |  |  | REM
| - | #N/A | #N/A | #N/A | Material Claiming | 0 |  |  | #N/A |  |  |  | 0 |  |  | SLM |  |  | REM
| - | #N/A | #N/A | #N/A | Material Claiming | 0 |  |  | #N/A |  |  |  | 0 |  |  | SLM |  |  | REM
| - | #N/A | #N/A | #N/A | Material Claiming | 0 |  |  | #N/A |  |  |  | 0 |  |  | SLM |  |  | REM
| - | #N/A | #N/A | #N/A | Material Claiming | 0 |  |  | #N/A |  |  |  | 0 |  |  | SLM |  |  | REM
| - | #N/A | #N/A | #N/A | Material Claiming | 0 |  |  | #N/A |  |  |  | 0 |  |  | SLM |  |  | REM
| - | #N/A | #N/A | #N/A | Material Claiming | 0 |  |  | #N/A |  |  |  | 0 |  |  | SLM |  |  | REM
| - | #N/A | #N/A | #N/A | Material Claiming | 0 |  |  | #N/A |  |  |  | 0 |  |  | SLM |  |  | REM
| - | #N/A | #N/A | #N/A | Material Claiming | 0 |  |  | #N/A |  |  |  | 0 |  |  | SLM |  |  | REM
| - | #N/A | #N/A | #N/A | Material Claiming | 0 |  |  | #N/A |  |  |  | 0 |  |  | SLM |  |  | REM
| - | #N/A | #N/A | #N/A | Material Claiming | 0 |  |  | #N/A |  |  |  | 0 |  |  | SLM |  |  | REM
| - | #N/A | #N/A | #N/A | Material Claiming | 0 |  |  | #N/A |  |  |  | 0 |  |  | SLM |  |  | REM
| - | #N/A | #N/A | #N/A | Material Claiming | 0 |  |  | #N/A |  |  |  | 0 |  |  | SLM |  |  | REM
| - | #N/A | #N/A | #N/A | Material Claiming | 0 |  |  | #N/A |  |  |  | 0 |  |  | SLM |  |  | REM
| - | #N/A | #N/A | #N/A | Material Claiming | 0 |  |  | #N/A |  |  |  | 0 |  |  | SLM |  |  | REM
| - | #N/A | #N/A | #N/A | Material Claiming | 0 |  |  | #N/A |  |  |  | 0 |  |  | SLM |  |  | REM
| - | #N/A | #N/A | #N/A | Material Claiming | 0 |  |  | #N/A |  |  |  | 0 |  |  | SLM |  |  | REM
| - | #N/A | #N/A | #N/A | Material Claiming | 0 |  |  | #N/A |  |  |  | 0 |  |  | SLM |  |  | REM
| - | #N/A | #N/A | #N/A | Material Claiming | 0 |  |  | #N/A |  |  |  | 0 |  |  | SLM |  |  | REM
| - | #N/A | #N/A | #N/A | Material Claiming | 0 |  |  | #N/A |  |  |  | 0 |  |  | SLM |  |  | REM
| - | #N/A | #N/A | #N/A | Material Claiming | 0 |  |  | #N/A |  |  |  | 0 |  |  | SLM |  |  | REM
| - | #N/A | #N/A | #N/A | Material Claiming | 0 |  |  | #N/A |  |  |  | 0 |  |  | SLM |  |  | REM
| - | #N/A | #N/A | #N/A | Material Claiming | 0 |  |  | #N/A |  |  |  | 0 |  |  | SLM |  |  | REM
| - | #N/A | #N/A | #N/A | Material Claiming | 0 |  |  | #N/A |  |  |  | 0 |  |  | SLM |  |  | REM
| - | #N/A | #N/A | #N/A | Material Claiming | 0 |  |  | #N/A |  |  |  | 0 |  |  | SLM |  |  | REM
| - | #N/A | #N/A | #N/A | Material Claiming | 0 |  |  | #N/A |  |  |  | 0 |  |  | SLM |  |  | REM
| - | #N/A | #N/A | #N/A | Material Claiming | 0 |  |  | #N/A |  |  |  | 0 |  |  | SLM |  |  | REM
| - | #N/A | #N/A | #N/A | Material Claiming | 0 |  |  | #N/A |  |  |  | 0 |  |  | SLM |  |  | REM
| - | #N/A | #N/A | #N/A | Material Claiming | 0 |  |  | #N/A |  |  |  | 0 |  |  | SLM |  |  | REM
| - | #N/A | #N/A | #N/A | Material Claiming | 0 |  |  | #N/A |  |  |  | 0 |  |  | SLM |  |  | REM
| - | #N/A | #N/A | #N/A | Material Claiming | 0 |  |  | #N/A |  |  |  | 0 |  |  | SLM |  |  | REM
| - | #N/A | #N/A | #N/A | Material Claiming | 0 |  |  | #N/A |  |  |  | 0 |  |  | SLM |  |  | REM
| - | #N/A | #N/A | #N/A | Material Claiming | 0 |  |  | #N/A |  |  |  | 0 |  |  | SLM |  |  | REM
| - | #N/A | #N/A | #N/A | Material Claiming | 0 |  |  | #N/A |  |  |  | 0 |  |  | SLM |  |  | REM
| - | #N/A | #N/A | #N/A | Material Claiming | 0 |  |  | #N/A |  |  |  | 0 |  |  | SLM |  |  | REM
| - | #N/A | #N/A | #N/A | Material Claiming | 0 |  |  | #N/A |  |  |  | 0 |  |  | SLM |  |  | REM
| - | #N/A | #N/A | #N/A | Material Claiming | 0 |  |  | #N/A |  |  |  | 0 |  |  | SLM |  |  | REM
| - | #N/A | #N/A | #N/A | Material Claiming | 0 |  |  | #N/A |  |  |  | 0 |  |  | SLM |  |  | REM
| - | #N/A | #N/A | #N/A | Material Claiming | 0 |  |  | #N/A |  |  |  | 0 |  |  | SLM |  |  | REM
| - | #N/A | #N/A | #N/A | Material Claiming | 0 |  |  | #N/A |  |  |  | 0 |  |  | SLM |  |  | REM
| - | #N/A | #N/A | #N/A | Material Claiming | 0 |  |  | #N/A |  |  |  | 0 |  |  | SLM |  |  | REM
| - | #N/A | #N/A | #N/A | Material Claiming | 0 |  |  | #N/A |  |  |  | 0 |  |  | SLM |  |  | REM
| - | #N/A | #N/A | #N/A | Material Claiming | 0 |  |  | #N/A |  |  |  | 0 |  |  | SLM |  |  | REM
| - | #N/A | #N/A | #N/A | Material Claiming | 0 |  |  | #N/A |  |  |  | 0 |  |  | SLM |  |  | REM
| - | #N/A | #N/A | #N/A | Material Claiming | 0 |  |  | #N/A |  |  |  | 0 |  |  | SLM |  |  | REM
| - | #N/A | #N/A | #N/A | Material Claiming | 0 |  |  | #N/A |  |  |  | 0 |  |  | SLM |  |  | REM
| - | #N/A | #N/A | #N/A | Material Claiming | 0 |  |  | #N/A |  |  |  | 0 |  |  | SLM |  |  | REM
| - | #N/A | #N/A | #N/A | Material Claiming | 0 |  |  | #N/A |  |  |  | 0 |  |  | SLM |  |  | REM
| - | #N/A | #N/A | #N/A | Material Claiming | 0 |  |  | #N/A |  |  |  | 0 |  |  | SLM |  |  | REM
| - | #N/A | #N/A | #N/A | Material Claiming | 0 |  |  | #N/A |  |  |  | 0 |  |  | SLM |  |  | REM
| - | #N/A | #N/A | #N/A | Material Claiming | 0 |  |  | #N/A |  |  |  | 0 |  |  | SLM |  |  | REM
| - | #N/A | #N/A | #N/A | Material Claiming | 0 |  |  | #N/A |  |  |  | 0 |  |  | SLM |  |  | REM
| - | #N/A | #N/A | #N/A | Material Claiming | 0 |  |  | #N/A |  |  |  | 0 |  |  | SLM |  |  | REM
| - | #N/A | #N/A | #N/A | Material Claiming | 0 |  |  | #N/A |  |  |  | 0 |  |  | SLM |  |  | REM
| - | #N/A | #N/A | #N/A | Material Claiming | 0 |  |  | #N/A |  |  |  | 0 |  |  | SLM |  |  | REM
| - | #N/A | #N/A | #N/A | Material Claiming | 0 |  |  | #N/A |  |  |  | 0 |  |  | SLM |  |  | REM
| - | #N/A | #N/A | #N/A | Material Claiming | 0 |  |  | #N/A |  |  |  | 0 |  |  | SLM |  |  | REM
| - | #N/A | #N/A | #N/A | Material Claiming | 0 |  |  | #N/A |  |  |  | 0 |  |  | SLM |  |  | REM
| - | #N/A | #N/A | #N/A | Material Claiming | 0 |  |  | #N/A |  |  |  | 0 |  |  | SLM |  |  | REM
| - | #N/A | #N/A | #N/A | Material Claiming | 0 |  |  | #N/A |  |  |  | 0 |  |  | SLM |  |  | REM
| - | #N/A | #N/A | #N/A | Material Claiming | 0 |  |  | #N/A |  |  |  | 0 |  |  | SLM |  |  | REM
| - | #N/A | #N/A | #N/A | Material Claiming | 0 |  |  | #N/A |  |  |  | 0 |  |  | SLM |  |  | REM
| - | #N/A | #N/A | #N/A | Material Claiming | 0 |  |  | #N/A |  |  |  | 0 |  |  | SLM |  |  | REM
| - | #N/A | #N/A | #N/A | Material Claiming | 0 |  |  | #N/A |  |  |  | 0 |  |  | SLM |  |  | REM
| - | #N/A | #N/A | #N/A | Material Claiming | 0 |  |  | #N/A |  |  |  | 0 |  |  | SLM |  |  | REM
| - | #N/A | #N/A | #N/A | Material Claiming | 0 |  |  | #N/A |  |  |  | 0 |  |  | SLM |  |  | REM
| - | #N/A | #N/A | #N/A | Material Claiming | 0 |  |  | #N/A |  |  |  | 0 |  |  | SLM |  |  | REM
| - | #N/A | #N/A | #N/A | Material Claiming | 0 |  |  | #N/A |  |  |  | 0 |  |  | SLM |  |  | REM
| - | #N/A | #N/A | #N/A | Material Claiming | 0 |  |  | #N/A |  |  |  | 0 |  |  | SLM |  |  | REM
| - | #N/A | #N/A | #N/A | Material Claiming | 0 |  |  | #N/A |  |  |  | 0 |  |  | SLM |  |  | REM
| - | #N/A | #N/A | #N/A | Material Claiming | 0 |  |  | #N/A |  |  |  | 0 |  |  | SLM |  |  | REM
| - | #N/A | #N/A | #N/A | Material Claiming | 0 |  |  | #N/A |  |  |  | 0 |  |  | SLM |  |  | REM
| - | #N/A | #N/A | #N/A | Material Claiming | 0 |  |  | #N/A |  |  |  | 0 |  |  | SLM |  |  | REM
| - | #N/A | #N/A | #N/A | Material Claiming | 0 |  |  | #N/A |  |  |  | 0 |  |  | SLM |  |  | REM
| - | #N/A | #N/A | #N/A | Material Claiming | 0 |  |  | #N/A |  |  |  | 0 |  |  | SLM |  |  | REM
| - | #N/A | #N/A | #N/A | Material Claiming | 0 |  |  | #N/A |  |  |  | 0 |  |  | SLM |  |  | REM
| - | #N/A | #N/A | #N/A | Material Claiming | 0 |  |  | #N/A |  |  |  | 0 |  |  | SLM |  |  | REM
| - | #N/A | #N/A | #N/A | Material Claiming | 0 |  |  | #N/A |  |  |  | 0 |  |  | SLM |  |  | REM
| - | #N/A | #N/A | #N/A | Material Claiming | 0 |  |  | #N/A |  |  |  | 0 |  |  | SLM |  |  | REM
| - | #N/A | #N/A | #N/A | Material Claiming | 0 |  |  | #N/A |  |  |  | 0 |  |  | SLM |  |  | REM
| - | #N/A | #N/A | #N/A | Material Claiming | 0 |  |  | #N/A |  |  |  | 0 |  |  | SLM |  |  | REM
| - | #N/A | #N/A | #N/A | Material Claiming | 0 |  |  | #N/A |  |  |  | 0 |  |  | SLM |  |  | REM
| - | #N/A | #N/A | #N/A | Material Claiming | 0 |  |  | #N/A |  |  |  | 0 |  |  | SLM |  |  | REM
| - | #N/A | #N/A | #N/A | Material Claiming | 0 |  |  | #N/A |  |  |  | 0 |  |  | SLM |  |  | REM
| - | #N/A | #N/A | #N/A | Material Claiming | 0 |  |  | #N/A |  |  |  | 0 |  |  | SLM |  |  | REM
| - | #N/A | #N/A | #N/A | Material Claiming | 0 |  |  | #N/A |  |  |  | 0 |  |  | SLM |  |  | REM
| - | #N/A | #N/A | #N/A | Material Claiming | 0 |  |  | #N/A |  |  |  | 0 |  |  | SLM |  |  | REM
| - | #N/A | #N/A | #N/A | Material Claiming | 0 |  |  | #N/A |  |  |  | 0 |  |  | SLM |  |  | REM
| - | #N/A | #N/A | #N/A | Material Claiming | 0 |  |  | #N/A |  |  |  | 0 |  |  | SLM |  |  | REM
| - | #N/A | #N/A | #N/A | Material Claiming | 0 |  |  | #N/A |  |  |  | 0 |  |  | SLM |  |  | REM
| - | #N/A | #N/A | #N/A | Material Claiming | 0 |  |  | #N/A |  |  |  | 0 |  |  | SLM |  |  | REM
| - | #N/A | #N/A | #N/A | Material Claiming | 0 |  |  | #N/A |  |  |  | 0 |  |  | SLM |  |  | REM
| - | #N/A | #N/A | #N/A | Material Claiming | 0 |  |  | #N/A |  |  |  | 0 |  |  | SLM |  |  | REM
| - | #N/A | #N/A | #N/A | Material Claiming | 0 |  |  | #N/A |  |  |  | 0 |  |  | SLM |  |  | REM
| - | #N/A | #N/A | #N/A | Material Claiming | 0 |  |  | #N/A |  |  |  | 0 |  |  | SLM |  |  | REM
| - | #N/A | #N/A | #N/A | Material Claiming | 0 |  |  | #N/A |  |  |  | 0 |  |  | SLM |  |  | REM
| - | #N/A | #N/A | #N/A | Material Claiming | 0 |  |  | #N/A |  |  |  | 0 |  |  | SLM |  |  | REM
| - | #N/A | #N/A | #N/A | Material Claiming | 0 |  |  | #N/A |  |  |  | 0 |  |  | SLM |  |  | REM
| - | #N/A | #N/A | #N/A | Material Claiming | 0 |  |  | #N/A |  |  |  | 0 |  |  | SLM |  |  | REM
| - | #N/A | #N/A | #N/A | Material Claiming | 0 |  |  | #N/A |  |  |  | 0 |  |  | SLM |  |  | REM
| - | #N/A | #N/A | #N/A | Material Claiming | 0 |  |  | #N/A |  |  |  | 0 |  |  | SLM |  |  | REM
| - | #N/A | #N/A | #N/A | Material Claiming | 0 |  |  | #N/A |  |  |  | 0 |  |  | SLM |  |  | REM
| - | #N/A | #N/A | #N/A | Material Claiming | 0 |  |  | #N/A |  |  |  | 0 |  |  | SLM |  |  | REM
| - | #N/A | #N/A | #N/A | Material Claiming | 0 |  |  | #N/A |  |  |  | 0 |  |  | SLM |  |  | REM
| - | #N/A | #N/A | #N/A | Material Claiming | 0 |  |  | #N/A |  |  |  | 0 |  |  | SLM |  |  | REM
| - | #N/A | #N/A | #N/A | Material Claiming | 0 |  |  | #N/A |  |  |  | 0 |  |  | SLM |  |  | REM
| - | #N/A | #N/A | #N/A | Material Claiming | 0 |  |  | #N/A |  |  |  | 0 |  |  | SLM |  |  | REM
| - | #N/A | #N/A | #N/A | Material Claiming | 0 |  |  | #N/A |  |  |  | 0 |  |  | SLM |  |  | REM
| - | #N/A | #N/A | #N/A | Material Claiming | 0 |  |  | #N/A |  |  |  | 0 |  |  | SLM |  |  | REM
| - | #N/A | #N/A | #N/A | Material Claiming | 0 |  |  | #N/A |  |  |  | 0 |  |  | SLM |  |  | REM
| - | #N/A | #N/A | #N/A | Material Claiming | 0 |  |  | #N/A |  |  |  | 0 |  |  | SLM |  |  | REM
| - | #N/A | #N/A | #N/A | Material Claiming | 0 |  |  | #N/A |  |  |  | 0 |  |  | SLM |  |  | REM
| - | #N/A | #N/A | #N/A | Material Claiming | 0 |  |  | #N/A |  |  |  | 0 |  |  | SLM |  |  | REM
| - | #N/A | #N/A | #N/A | Material Claiming | 0 |  |  | #N/A |  |  |  | 0 |  |  | SLM |  |  | REM
| - | #N/A | #N/A | #N/A | Material Claiming | 0 |  |  | #N/A |  |  |  | 0 |  |  | SLM |  |  | REM
| - | #N/A | #N/A | #N/A | Material Claiming | 0 |  |  | #N/A |  |  |  | 0 |  |  | SLM |  |  | REM
| - | #N/A | #N/A | #N/A | Material Claiming | 0 |  |  | #N/A |  |  |  | 0 |  |  | SLM |  |  | REM
| - | #N/A | #N/A | #N/A | Material Claiming | 0 |  |  | #N/A |  |  |  | 0 |  |  | SLM |  |  | REM
| - | #N/A | #N/A | #N/A | Material Claiming | 0 |  |  | #N/A |  |  |  | 0 |  |  | SLM |  |  | REM
| - | #N/A | #N/A | #N/A | Material Claiming | 0 |  |  | #N/A |  |  |  | 0 |  |  | SLM |  |  | REM
| - | #N/A | #N/A | #N/A | Material Claiming | 0 |  |  | #N/A |  |  |  | 0 |  |  | SLM |  |  | REM
| - | #N/A | #N/A | #N/A | Material Claiming | 0 |  |  | #N/A |  |  |  | 0 |  |  | SLM |  |  | REM
| - | #N/A | #N/A | #N/A | Material Claiming | 0 |  |  | #N/A |  |  |  | 0 |  |  | SLM |  |  | REM
| - | #N/A | #N/A | #N/A | Material Claiming | 0 |  |  | #N/A |  |  |  | 0 |  |  | SLM |  |  | REM
| - | #N/A | #N/A | #N/A | Material Claiming | 0 |  |  | #N/A |  |  |  | 0 |  |  | SLM |  |  | REM
| - | #N/A | #N/A | #N/A | Material Claiming | 0 |  |  | #N/A |  |  |  | 0 |  |  | SLM |  |  | REM
| - | #N/A | #N/A | #N/A | Material Claiming | 0 |  |  | #N/A |  |  |  | 0 |  |  | SLM |  |  | REM
| - | #N/A | #N/A | #N/A | Material Claiming | 0 |  |  | #N/A |  |  |  | 0 |  |  | SLM |  |  | REM
| - | #N/A | #N/A | #N/A | Material Claiming | 0 |  |  | #N/A |  |  |  | 0 |  |  | SLM |  |  | REM
| - | #N/A | #N/A | #N/A | Material Claiming | 0 |  |  | #N/A |  |  |  | 0 |  |  | SLM |  |  | REM
| - | #N/A | #N/A | #N/A | Material Claiming | 0 |  |  | #N/A |  |  |  | 0 |  |  | SLM |  |  | REM
| - | #N/A | #N/A | #N/A | Material Claiming | 0 |  |  | #N/A |  |  |  | 0 |  |  | SLM |  |  | REM
| - | #N/A | #N/A | #N/A | Material Claiming | 0 |  |  | #N/A |  |  |  | 0 |  |  | SLM |  |  | REM
| - | #N/A | #N/A | #N/A | Material Claiming | 0 |  |  | #N/A |  |  |  | 0 |  |  | SLM |  |  | REM
| - | #N/A | #N/A | #N/A | Material Claiming | 0 |  |  | #N/A |  |  |  | 0 |  |  | SLM |  |  | REM
| - | #N/A | #N/A | #N/A | Material Claiming | 0 |  |  | #N/A |  |  |  | 0 |  |  | SLM |  |  | REM
| - | #N/A | #N/A | #N/A | Material Claiming | 0 |  |  | #N/A |  |  |  | 0 |  |  | SLM |  |  | REM
| - | #N/A | #N/A | #N/A | Material Claiming | 0 |  |  | #N/A |  |  |  | 0 |  |  | SLM |  |  | REM
| - | #N/A | #N/A | #N/A | Material Claiming | 0 |  |  | #N/A |  |  |  | 0 |  |  | SLM |  |  | REM
| - | #N/A | #N/A | #N/A | Material Claiming | 0 |  |  | #N/A |  |  |  | 0 |  |  | SLM |  |  | REM
| - | #N/A | #N/A | #N/A | Material Claiming | 0 |  |  | #N/A |  |  |  | 0 |  |  | SLM |  |  | REM
| - | #N/A | #N/A | #N/A | Material Claiming | 0 |  |  | #N/A |  |  |  | 0 |  |  | SLM |  |  | REM
| - | #N/A | #N/A | #N/A | Material Claiming | 0 |  |  | #N/A |  |  |  | 0 |  |  | SLM |  |  | REM
| - | #N/A | #N/A | #N/A | Material Claiming | 0 |  |  | #N/A |  |  |  | 0 |  |  | SLM |  |  | REM
| - | #N/A | #N/A | #N/A | Material Claiming | 0 |  |  | #N/A |  |  |  | 0 |  |  | SLM |  |  | REM
| - | #N/A | #N/A | #N/A | Material Claiming | 0 |  |  | #N/A |  |  |  | 0 |  |  | SLM |  |  | REM
| - | #N/A | #N/A | #N/A | Material Claiming | 0 |  |  | #N/A |  |  |  | 0 |  |  | SLM |  |  | REM
| - | #N/A | #N/A | #N/A | Material Claiming | 0 |  |  | #N/A |  |  |  | 0 |  |  | SLM |  |  | REM
| - | #N/A | #N/A | #N/A | Material Claiming | 0 |  |  | #N/A |  |  |  | 0 |  |  | SLM |  |  | REM
| - | #N/A | #N/A | #N/A | Material Claiming | 0 |  |  | #N/A |  |  |  | 0 |  |  | SLM |  |  | REM
| - | #N/A | #N/A | #N/A | Material Claiming | 0 |  |  | #N/A |  |  |  | 0 |  |  | SLM |  |  | REM
| - | #N/A | #N/A | #N/A | Material Claiming | 0 |  |  | #N/A |  |  |  | 0 |  |  | SLM |  |  | REM
| - | #N/A | #N/A | #N/A | Material Claiming | 0 |  |  | #N/A |  |  |  | 0 |  |  | SLM |  |  | REM
| - | #N/A | #N/A | #N/A | Material Claiming | 0 |  |  | #N/A |  |  |  | 0 |  |  | SLM |  |  | REM
| - | #N/A | #N/A | #N/A | Material Claiming | 0 |  |  | #N/A |  |  |  | 0 |  |  | SLM |  |  | REM
| - | #N/A | #N/A | #N/A | Material Claiming | 0 |  |  | #N/A |  |  |  | 0 |  |  | SLM |  |  | REM
| - | #N/A | #N/A | #N/A | Material Claiming | 0 |  |  | #N/A |  |  |  | 0 |  |  | SLM |  |  | REM
| - | #N/A | #N/A | #N/A | Material Claiming | 0 |  |  | #N/A |  |  |  | 0 |  |  | SLM |  |  | REM
| - | #N/A | #N/A | #N/A | Material Claiming | 0 |  |  | #N/A |  |  |  | 0 |  |  | SLM |  |  | REM
| - | #N/A | #N/A | #N/A | Material Claiming | 0 |  |  | #N/A |  |  |  | 0 |  |  | SLM |  |  | REM
| - | #N/A | #N/A | #N/A | Material Claiming | 0 |  |  | #N/A |  |  |  | 0 |  |  | SLM |  |  | REM
| - | #N/A | #N/A | #N/A | Material Claiming | 0 |  |  | #N/A |  |  |  | 0 |  |  | SLM |  |  | REM
| - | #N/A | #N/A | #N/A | Material Claiming | 0 |  |  | #N/A |  |  |  | 0 |  |  | SLM |  |  | REM
| - | #N/A | #N/A | #N/A | Material Claiming | 0 |  |  | #N/A |  |  |  | 0 |  |  | SLM |  |  | REM
| - | #N/A | #N/A | #N/A | Material Claiming | 0 |  |  | #N/A |  |  |  | 0 |  |  | SLM |  |  | REM
| - | #N/A | #N/A | #N/A | Material Claiming | 0 |  |  | #N/A |  |  |  | 0 |  |  | SLM |  |  | REM
| - | #N/A | #N/A | #N/A | Material Claiming | 0 |  |  | #N/A |  |  |  | 0 |  |  | SLM |  |  | REM
| - | #N/A | #N/A | #N/A | Material Claiming | 0 |  |  | #N/A |  |  |  | 0 |  |  | SLM |  |  | REM
| - | #N/A | #N/A | #N/A | Material Claiming | 0 |  |  | #N/A |  |  |  | 0 |  |  | SLM |  |  | REM
| - | #N/A | #N/A | #N/A | Material Claiming | 0 |  |  | #N/A |  |  |  | 0 |  |  | SLM |  |  | REM
| - | #N/A | #N/A | #N/A | Material Claiming | 0 |  |  | #N/A |  |  |  | 0 |  |  | SLM |  |  | REM
| - | #N/A | #N/A | #N/A | Material Claiming | 0 |  |  | #N/A |  |  |  | 0 |  |  | SLM |  |  | REM
| - | #N/A | #N/A | #N/A | Material Claiming | 0 |  |  | #N/A |  |  |  | 0 |  |  | SLM |  |  | REM
| - | #N/A | #N/A | #N/A | Material Claiming | 0 |  |  | #N/A |  |  |  | 0 |  |  | SLM |  |  | REM
| - | #N/A | #N/A | #N/A | Material Claiming | 0 |  |  | #N/A |  |  |  | 0 |  |  | SLM |  |  | REM
| - | #N/A | #N/A | #N/A | Material Claiming | 0 |  |  | #N/A |  |  |  | 0 |  |  | SLM |  |  | REM
| - | #N/A | #N/A | #N/A | Material Claiming | 0 |  |  | #N/A |  |  |  | 0 |  |  | SLM |  |  | REM
| - | #N/A | #N/A | #N/A | Material Claiming | 0 |  |  | #N/A |  |  |  | 0 |  |  | SLM |  |  | REM
| - | #N/A | #N/A | #N/A | Material Claiming | 0 |  |  | #N/A |  |  |  | 0 |  |  | SLM |  |  | REM
| - | #N/A | #N/A | #N/A | Material Claiming | 0 |  |  | #N/A |  |  |  | 0 |  |  | SLM |  |  | REM
| - | #N/A | #N/A | #N/A | Material Claiming | 0 |  |  | #N/A |  |  |  | 0 |  |  | SLM |  |  | REM
| - | #N/A | #N/A | #N/A | Material Claiming | 0 |  |  | #N/A |  |  |  | 0 |  |  | SLM |  |  | REM
| - | #N/A | #N/A | #N/A | Material Claiming | 0 |  |  | #N/A |  |  |  | 0 |  |  | SLM |  |  | REM
| - | #N/A | #N/A | #N/A | Material Claiming | 0 |  |  | #N/A |  |  |  | 0 |  |  | SLM |  |  | REM
| - | #N/A | #N/A | #N/A | Material Claiming | 0 |  |  | #N/A |  |  |  | 0 |  |  | SLM |  |  | REM
| - | #N/A | #N/A | #N/A | Material Claiming | 0 |  |  | #N/A |  |  |  | 0 |  |  | SLM |  |  | REM
| - | #N/A | #N/A | #N/A | Material Claiming | 0 |  |  | #N/A |  |  |  | 0 |  |  | SLM |  |  | REM
| - | #N/A | #N/A | #N/A | Material Claiming | 0 |  |  | #N/A |  |  |  | 0 |  |  | SLM |  |  | REM
| - | #N/A | #N/A | #N/A | Material Claiming | 0 |  |  | #N/A |  |  |  | 0 |  |  | SLM |  |  | REM
| - | #N/A | #N/A | #N/A | Material Claiming | 0 |  |  | #N/A |  |  |  | 0 |  |  | SLM |  |  | REM
| - | #N/A | #N/A | #N/A | Material Claiming | 0 |  |  | #N/A |  |  |  | 0 |  |  | SLM |  |  | REM
| - | #N/A | #N/A | #N/A | Material Claiming | 0 |  |  | #N/A |  |  |  | 0 |  |  | SLM |  |  | REM
| - | #N/A | #N/A | #N/A | Material Claiming | 0 |  |  | #N/A |  |  |  | 0 |  |  | SLM |  |  | REM
| - | #N/A | #N/A | #N/A | Material Claiming | 0 |  |  | #N/A |  |  |  | 0 |  |  | SLM |  |  | REM
| - | #N/A | #N/A | #N/A | Material Claiming | 0 |  |  | #N/A |  |  |  | 0 |  |  | SLM |  |  | REM
| - | #N/A | #N/A | #N/A | Material Claiming | 0 |  |  | #N/A |  |  |  | 0 |  |  | SLM |  |  | REM
| - | #N/A | #N/A | #N/A | Material Claiming | 0 |  |  | #N/A |  |  |  | 0 |  |  | SLM |  |  | REM
| - | #N/A | #N/A | #N/A | Material Claiming | 0 |  |  | #N/A |  |  |  | 0 |  |  | SLM |  |  | REM
| - | #N/A | #N/A | #N/A | Material Claiming | 0 |  |  | #N/A |  |  |  | 0 |  |  | SLM |  |  | REM
| - | #N/A | #N/A | #N/A | Material Claiming | 0 |  |  | #N/A |  |  |  | 0 |  |  | SLM |  |  | REM
| - | #N/A | #N/A | #N/A | Material Claiming | 0 |  |  | #N/A |  |  |  | 0 |  |  | SLM |  |  | REM
| - | #N/A | #N/A | #N/A | Material Claiming | 0 |  |  | #N/A |  |  |  | 0 |  |  | SLM |  |  | REM
| - | #N/A | #N/A | #N/A | Material Claiming | 0 |  |  | #N/A |  |  |  | 0 |  |  | SLM |  |  | REM
| - | #N/A | #N/A | #N/A | Material Claiming | 0 |  |  | #N/A |  |  |  | 0 |  |  | SLM |  |  | REM
| - | #N/A | #N/A | #N/A | Material Claiming | 0 |  |  | #N/A |  |  |  | 0 |  |  | SLM |  |  | REM
| - | #N/A | #N/A | #N/A | Material Claiming | 0 |  |  | #N/A |  |  |  | 0 |  |  | SLM |  |  | REM
| - | #N/A | #N/A | #N/A | Material Claiming | 0 |  |  | #N/A |  |  |  | 0 |  |  | SLM |  |  | REM
| - | #N/A | #N/A | #N/A | Material Claiming | 0 |  |  | #N/A |  |  |  | 0 |  |  | SLM |  |  | REM
| - | #N/A | #N/A | #N/A | Material Claiming | 0 |  |  | #N/A |  |  |  | 0 |  |  | SLM |  |  | REM
| - | #N/A | #N/A | #N/A | Material Claiming | 0 |  |  | #N/A |  |  |  | 0 |  |  | SLM |  |  | REM
| - | #N/A | #N/A | #N/A | Material Claiming | 0 |  |  | #N/A |  |  |  | 0 |  |  | SLM |  |  | REM
| - | #N/A | #N/A | #N/A | Material Claiming | 0 |  |  | #N/A |  |  |  | 0 |  |  | SLM |  |  | REM
| - | #N/A | #N/A | #N/A | Material Claiming | 0 |  |  | #N/A |  |  |  | 0 |  |  | SLM |  |  | REM
| - | #N/A | #N/A | #N/A | Material Claiming | 0 |  |  | #N/A |  |  |  | 0 |  |  | SLM |  |  | REM
| - | #N/A | #N/A | #N/A | Material Claiming | 0 |  |  | #N/A |  |  |  | 0 |  |  | SLM |  |  | REM
| - | #N/A | #N/A | #N/A | Material Claiming | 0 |  |  | #N/A |  |  |  | 0 |  |  | SLM |  |  | REM
| - | #N/A | #N/A | #N/A | Material Claiming | 0 |  |  | #N/A |  |  |  | 0 |  |  | SLM |  |  | REM
| - | #N/A | #N/A | #N/A | Material Claiming | 0 |  |  | #N/A |  |  |  | 0 |  |  | SLM |  |  | REM
| - | #N/A | #N/A | #N/A | Material Claiming | 0 |  |  | #N/A |  |  |  | 0 |  |  | SLM |  |  | REM
| - | #N/A | #N/A | #N/A | Material Claiming | 0 |  |  | #N/A |  |  |  | 0 |  |  | SLM |  |  | REM
| - | #N/A | #N/A | #N/A | Material Claiming | 0 |  |  | #N/A |  |  |  | 0 |  |  | SLM |  |  | REM
| - | #N/A | #N/A | #N/A | Material Claiming | 0 |  |  | #N/A |  |  |  | 0 |  |  | SLM |  |  | REM
| - | #N/A | #N/A | #N/A | Material Claiming | 0 |  |  | #N/A |  |  |  | 0 |  |  | SLM |  |  | REM
| - | #N/A | #N/A | #N/A | Material Claiming | 0 |  |  | #N/A |  |  |  | 0 |  |  | SLM |  |  | REM
| - | #N/A | #N/A | #N/A | Material Claiming | 0 |  |  | #N/A |  |  |  | 0 |  |  | SLM |  |  | REM
| - | #N/A | #N/A | #N/A | Material Claiming | 0 |  |  | #N/A |  |  |  | 0 |  |  | SLM |  |  | REM
| - | #N/A | #N/A | #N/A | Material Claiming | 0 |  |  | #N/A |  |  |  | 0 |  |  | SLM |  |  | REM
| - | #N/A | #N/A | #N/A | Material Claiming | 0 |  |  | #N/A |  |  |  | 0 |  |  | SLM |  |  | REM
| - | #N/A | #N/A | #N/A | Material Claiming | 0 |  |  | #N/A |  |  |  | 0 |  |  | SLM |  |  | REM
| - | #N/A | #N/A | #N/A | Material Claiming | 0 |  |  | #N/A |  |  |  | 0 |  |  | SLM |  |  | REM
| - | #N/A | #N/A | #N/A | Material Claiming | 0 |  |  | #N/A |  |  |  | 0 |  |  | SLM |  |  | REM
| - | #N/A | #N/A | #N/A | Material Claiming | 0 |  |  | #N/A |  |  |  | 0 |  |  | SLM |  |  | REM
| - | #N/A | #N/A | #N/A | Material Claiming | 0 |  |  | #N/A |  |  |  | 0 |  |  | SLM |  |  | REM
| - | #N/A | #N/A | #N/A | Material Claiming | 0 |  |  | #N/A |  |  |  | 0 |  |  | SLM |  |  | REM
| - | #N/A | #N/A | #N/A | Material Claiming | 0 |  |  | #N/A |  |  |  | 0 |  |  | SLM |  |  | REM
| - | #N/A | #N/A | #N/A | Material Claiming | 0 |  |  | #N/A |  |  |  | 0 |  |  | SLM |  |  | REM
| - | #N/A | #N/A | #N/A | Material Claiming | 0 |  |  | #N/A |  |  |  | 0 |  |  | SLM |  |  | REM
| - | #N/A | #N/A | #N/A | Material Claiming | 0 |  |  | #N/A |  |  |  | 0 |  |  | SLM |  |  | REM
| - | #N/A | #N/A | #N/A | Material Claiming | 0 |  |  | #N/A |  |  |  | 0 |  |  | SLM |  |  | REM
| - | #N/A | #N/A | #N/A | Material Claiming | 0 |  |  | #N/A |  |  |  | 0 |  |  | SLM |  |  | REM
| - | #N/A | #N/A | #N/A | Material Claiming | 0 |  |  | #N/A |  |  |  | 0 |  |  | SLM |  |  | REM
| - | #N/A | #N/A | #N/A | Material Claiming | 0 |  |  | #N/A |  |  |  | 0 |  |  | SLM |  |  | REM
| - | #N/A | #N/A | #N/A | Material Claiming | 0 |  |  | #N/A |  |  |  | 0 |  |  | SLM |  |  | REM
| - | #N/A | #N/A | #N/A | Material Claiming | 0 |  |  | #N/A |  |  |  | 0 |  |  | SLM |  |  | REM
| - | #N/A | #N/A | #N/A | Material Claiming | 0 |  |  | #N/A |  |  |  | 0 |  |  | SLM |  |  | REM
| - | #N/A | #N/A | #N/A | Material Claiming | 0 |  |  | #N/A |  |  |  | 0 |  |  | SLM |  |  | REM
| - | #N/A | #N/A | #N/A | Material Claiming | 0 |  |  | #N/A |  |  |  | 0 |  |  | SLM |  |  | REM
| - | #N/A | #N/A | #N/A | Material Claiming | 0 |  |  | #N/A |  |  |  | 0 |  |  | SLM |  |  | REM
| - | #N/A | #N/A | #N/A | Material Claiming | 0 |  |  | #N/A |  |  |  | 0 |  |  | SLM |  |  | REM
| - | #N/A | #N/A | #N/A | Material Claiming | 0 |  |  | #N/A |  |  |  | 0 |  |  | SLM |  |  | REM
| - | #N/A | #N/A | #N/A | Material Claiming | 0 |  |  | #N/A |  |  |  | 0 |  |  | SLM |  |  | REM
| - | #N/A | #N/A | #N/A | Material Claiming | 0 |  |  | #N/A |  |  |  | 0 |  |  | SLM |  |  | REM
| - | #N/A | #N/A | #N/A | Material Claiming | 0 |  |  | #N/A |  |  |  | 0 |  |  | SLM |  |  | REM
| - | #N/A | #N/A | #N/A | Material Claiming | 0 |  |  | #N/A |  |  |  | 0 |  |  | SLM |  |  | REM
| - | #N/A | #N/A | #N/A | Material Claiming | 0 |  |  | #N/A |  |  |  | 0 |  |  | SLM |  |  | REM
| - | #N/A | #N/A | #N/A | Material Claiming | 0 |  |  | #N/A |  |  |  | 0 |  |  | SLM |  |  | REM
| - | #N/A | #N/A | #N/A | Material Claiming | 0 |  |  | #N/A |  |  |  | 0 |  |  | SLM |  |  | REM
| - | #N/A | #N/A | #N/A | Material Claiming | 0 |  |  | #N/A |  |  |  | 0 |  |  | SLM |  |  | REM
| - | #N/A | #N/A | #N/A | Material Claiming | 0 |  |  | #N/A |  |  |  | 0 |  |  | SLM |  |  | REM
| - | #N/A | #N/A | #N/A | Material Claiming | 0 |  |  | #N/A |  |  |  | 0 |  |  | SLM |  |  | REM
| - | #N/A | #N/A | #N/A | Material Claiming | 0 |  |  | #N/A |  |  |  | 0 |  |  | SLM |  |  | REM
| - | #N/A | #N/A | #N/A | Material Claiming | 0 |  |  | #N/A |  |  |  | 0 |  |  | SLM |  |  | REM
| - | #N/A | #N/A | #N/A | Material Claiming | 0 |  |  | #N/A |  |  |  | 0 |  |  | SLM |  |  | REM
| - | #N/A | #N/A | #N/A | Material Claiming | 0 |  |  | #N/A |  |  |  | 0 |  |  | SLM |  |  | REM
| - | #N/A | #N/A | #N/A | Material Claiming | 0 |  |  | #N/A |  |  |  | 0 |  |  | SLM |  |  | REM
| - | #N/A | #N/A | #N/A | Material Claiming | 0 |  |  | #N/A |  |  |  | 0 |  |  | SLM |  |  | REM
| - | #N/A | #N/A | #N/A | Material Claiming | 0 |  |  | #N/A |  |  |  | 0 |  |  | SLM |  |  | REM
| - | #N/A | #N/A | #N/A | Material Claiming | 0 |  |  | #N/A |  |  |  | 0 |  |  | SLM |  |  | REM
| - | #N/A | #N/A | #N/A | Material Claiming | 0 |  |  | #N/A |  |  |  | 0 |  |  | SLM |  |  | REM
| - | #N/A | #N/A | #N/A | Material Claiming | 0 |  |  | #N/A |  |  |  | 0 |  |  | SLM |  |  | REM
| - | #N/A | #N/A | #N/A | Material Claiming | 0 |  |  | #N/A |  |  |  | 0 |  |  | SLM |  |  | REM
| - | #N/A | #N/A | #N/A | Material Claiming | 0 |  |  | #N/A |  |  |  | 0 |  |  | SLM |  |  | REM
| - | #N/A | #N/A | #N/A | Material Claiming | 0 |  |  | #N/A |  |  |  | 0 |  |  | SLM |  |  | REM
| - | #N/A | #N/A | #N/A | Material Claiming | 0 |  |  | #N/A |  |  |  | 0 |  |  | SLM |  |  | REM
| - | #N/A | #N/A | #N/A | Material Claiming | 0 |  |  | #N/A |  |  |  | 0 |  |  | SLM |  |  | REM
| - | #N/A | #N/A | #N/A | Material Claiming | 0 |  |  | #N/A |  |  |  | 0 |  |  | SLM |  |  | REM
| - | #N/A | #N/A | #N/A | Material Claiming | 0 |  |  | #N/A |  |  |  | 0 |  |  | SLM |  |  | REM
| - | #N/A | #N/A | #N/A | Material Claiming | 0 |  |  | #N/A |  |  |  | 0 |  |  | SLM |  |  | REM
| - | #N/A | #N/A | #N/A | Material Claiming | 0 |  |  | #N/A |  |  |  | 0 |  |  | SLM |  |  | REM
| - | #N/A | #N/A | #N/A | Material Claiming | 0 |  |  | #N/A |  |  |  | 0 |  |  | SLM |  |  | REM
| - | #N/A | #N/A | #N/A | Material Claiming | 0 |  |  | #N/A |  |  |  | 0 |  |  | SLM |  |  | REM
| - | #N/A | #N/A | #N/A | Material Claiming | 0 |  |  | #N/A |  |  |  | 0 |  |  | SLM |  |  | REM
| - | #N/A | #N/A | #N/A | Material Claiming | 0 |  |  | #N/A |  |  |  | 0 |  |  | SLM |  |  | REM
| - | #N/A | #N/A | #N/A | Material Claiming | 0 |  |  | #N/A |  |  |  | 0 |  |  | SLM |  |  | REM
| - | #N/A | #N/A | #N/A | Material Claiming | 0 |  |  | #N/A |  |  |  | 0 |  |  | SLM |  |  | REM
| - | #N/A | #N/A | #N/A | Material Claiming | 0 |  |  | #N/A |  |  |  | 0 |  |  | SLM |  |  | REM
| - | #N/A | #N/A | #N/A | Material Claiming | 0 |  |  | #N/A |  |  |  | 0 |  |  | SLM |  |  | REM
| - | #N/A | #N/A | #N/A | Material Claiming | 0 |  |  | #N/A |  |  |  | 0 |  |  | SLM |  |  | REM
| - | #N/A | #N/A | #N/A | Material Claiming | 0 |  |  | #N/A |  |  |  | 0 |  |  | SLM |  |  | REM
| - | #N/A | #N/A | #N/A | Material Claiming | 0 |  |  | #N/A |  |  |  | 0 |  |  | SLM |  |  | REM
| - | #N/A | #N/A | #N/A | Material Claiming | 0 |  |  | #N/A |  |  |  | 0 |  |  | SLM |  |  | REM
| - | #N/A | #N/A | #N/A | Material Claiming | 0 |  |  | #N/A |  |  |  | 0 |  |  | SLM |  |  | REM
| - | #N/A | #N/A | #N/A | Material Claiming | 0 |  |  | #N/A |  |  |  | 0 |  |  | SLM |  |  | REM
| - | #N/A | #N/A | #N/A | Material Claiming | 0 |  |  | #N/A |  |  |  | 0 |  |  | SLM |  |  | REM
| - | #N/A | #N/A | #N/A | Material Claiming | 0 |  |  | #N/A |  |  |  | 0 |  |  | SLM |  |  | REM
| - | #N/A | #N/A | #N/A | Material Claiming | 0 |  |  | #N/A |  |  |  | 0 |  |  | SLM |  |  | REM
| - | #N/A | #N/A | #N/A | Material Claiming | 0 |  |  | #N/A |  |  |  | 0 |  |  | SLM |  |  | REM
| - | #N/A | #N/A | #N/A | Material Claiming | 0 |  |  | #N/A |  |  |  | 0 |  |  | SLM |  |  | REM
| - | #N/A | #N/A | #N/A | Material Claiming | 0 |  |  | #N/A |  |  |  | 0 |  |  | SLM |  |  | REM
| - | #N/A | #N/A | #N/A | Material Claiming | 0 |  |  | #N/A |  |  |  | 0 |  |  | SLM |  |  | REM
| - | #N/A | #N/A | #N/A | Material Claiming | 0 |  |  | #N/A |  |  |  | 0 |  |  | SLM |  |  | REM
| - | #N/A | #N/A | #N/A | Material Claiming | 0 |  |  | #N/A |  |  |  | 0 |  |  | SLM |  |  | REM
| - | #N/A | #N/A | #N/A | Material Claiming | 0 |  |  | #N/A |  |  |  | 0 |  |  | SLM |  |  | REM
| - | #N/A | #N/A | #N/A | Material Claiming | 0 |  |  | #N/A |  |  |  | 0 |  |  | SLM |  |  | REM
| - | #N/A | #N/A | #N/A | Material Claiming | 0 |  |  | #N/A |  |  |  | 0 |  |  | SLM |  |  | REM
| - | #N/A | #N/A | #N/A | Material Claiming | 0 |  |  | #N/A |  |  |  | 0 |  |  | SLM |  |  | REM
| - | #N/A | #N/A | #N/A | Material Claiming | 0 |  |  | #N/A |  |  |  | 0 |  |  | SLM |  |  | REM
| - | #N/A | #N/A | #N/A | Material Claiming | 0 |  |  | #N/A |  |  |  | 0 |  |  | SLM |  |  | REM
| - | #N/A | #N/A | #N/A | Material Claiming | 0 |  |  | #N/A |  |  |  | 0 |  |  | SLM |  |  | REM
| - | #N/A | #N/A | #N/A | Material Claiming | 0 |  |  | #N/A |  |  |  | 0 |  |  | SLM |  |  | REM
| - | #N/A | #N/A | #N/A | Material Claiming | 0 |  |  | #N/A |  |  |  | 0 |  |  | SLM |  |  | REM
| - | #N/A | #N/A | #N/A | Material Claiming | 0 |  |  | #N/A |  |  |  | 0 |  |  | SLM |  |  | REM
| - | #N/A | #N/A | #N/A | Material Claiming | 0 |  |  | #N/A |  |  |  | 0 |  |  | SLM |  |  | REM
| - | #N/A | #N/A | #N/A | Material Claiming | 0 |  |  | #N/A |  |  |  | 0 |  |  | SLM |  |  | REM
| - | #N/A | #N/A | #N/A | Material Claiming | 0 |  |  | #N/A |  |  |  | 0 |  |  | SLM |  |  | REM
| - | #N/A | #N/A | #N/A | Material Claiming | 0 |  |  | #N/A |  |  |  | 0 |  |  | SLM |  |  | REM
| - | #N/A | #N/A | #N/A | Material Claiming | 0 |  |  | #N/A |  |  |  | 0 |  |  | SLM |  |  | REM
| - | #N/A | #N/A | #N/A | Material Claiming | 0 |  |  | #N/A |  |  |  | 0 |  |  | SLM |  |  | REM
| - | #N/A | #N/A | #N/A | Material Claiming | 0 |  |  | #N/A |  |  |  | 0 |  |  | SLM |  |  | REM
| - | #N/A | #N/A | #N/A | Material Claiming | 0 |  |  | #N/A |  |  |  | 0 |  |  | SLM |  |  | REM
| - | #N/A | #N/A | #N/A | Material Claiming | 0 |  |  | #N/A |  |  |  | 0 |  |  | SLM |  |  | REM
| - | #N/A | #N/A | #N/A | Material Claiming | 0 |  |  | #N/A |  |  |  | 0 |  |  | SLM |  |  | REM
| - | #N/A | #N/A | #N/A | Material Claiming | 0 |  |  | #N/A |  |  |  | 0 |  |  | SLM |  |  | REM
| - | #N/A | #N/A | #N/A | Material Claiming | 0 |  |  | #N/A |  |  |  | 0 |  |  | SLM |  |  | REM
| - | #N/A | #N/A | #N/A | Material Claiming | 0 |  |  | #N/A |  |  |  | 0 |  |  | SLM |  |  | REM
| - | #N/A | #N/A | #N/A | Material Claiming | 0 |  |  | #N/A |  |  |  | 0 |  |  | SLM |  |  | REM
| - | #N/A | #N/A | #N/A | Material Claiming | 0 |  |  | #N/A |  |  |  | 0 |  |  | SLM |  |  | REM
| - | #N/A | #N/A | #N/A | Material Claiming | 0 |  |  | #N/A |  |  |  | 0 |  |  | SLM |  |  | REM
| - | #N/A | #N/A | #N/A | Material Claiming | 0 |  |  | #N/A |  |  |  | 0 |  |  | SLM |  |  | REM
| - | #N/A | #N/A | #N/A | Material Claiming | 0 |  |  | #N/A |  |  |  | 0 |  |  | SLM |  |  | REM
| - | #N/A | #N/A | #N/A | Material Claiming | 0 |  |  | #N/A |  |  |  | 0 |  |  | SLM |  |  | REM
| - | #N/A | #N/A | #N/A | Material Claiming | 0 |  |  | #N/A |  |  |  | 0 |  |  | SLM |  |  | REM
| - | #N/A | #N/A | #N/A | Material Claiming | 0 |  |  | #N/A |  |  |  | 0 |  |  | SLM |  |  | REM
| - | #N/A | #N/A | #N/A | Material Claiming | 0 |  |  | #N/A |  |  |  | 0 |  |  | SLM |  |  | REM
| - | #N/A | #N/A | #N/A | Material Claiming | 0 |  |  | #N/A |  |  |  | 0 |  |  | SLM |  |  | REM
| - | #N/A | #N/A | #N/A | Material Claiming | 0 |  |  | #N/A |  |  |  | 0 |  |  | SLM |  |  | REM
| - | #N/A | #N/A | #N/A | Material Claiming | 0 |  |  | #N/A |  |  |  | 0 |  |  | SLM |  |  | REM
| - | #N/A | #N/A | #N/A | Material Claiming | 0 |  |  | #N/A |  |  |  | 0 |  |  | SLM |  |  | REM
| - | #N/A | #N/A | #N/A | Material Claiming | 0 |  |  | #N/A |  |  |  | 0 |  |  | SLM |  |  | REM
| - | #N/A | #N/A | #N/A | Material Claiming | 0 |  |  | #N/A |  |  |  | 0 |  |  | SLM |  |  | REM
| - | #N/A | #N/A | #N/A | Material Claiming | 0 |  |  | #N/A |  |  |  | 0 |  |  | SLM |  |  | REM
| - | #N/A | #N/A | #N/A | Material Claiming | 0 |  |  | #N/A |  |  |  | 0 |  |  | SLM |  |  | REM
| - | #N/A | #N/A | #N/A | Material Claiming | 0 |  |  | #N/A |  |  |  | 0 |  |  | SLM |  |  | REM
| - | #N/A | #N/A | #N/A | Material Claiming | 0 |  |  | #N/A |  |  |  | 0 |  |  | SLM |  |  | REM
| - | #N/A | #N/A | #N/A | Material Claiming | 0 |  |  | #N/A |  |  |  | 0 |  |  | SLM |  |  | REM
| - | #N/A | #N/A | #N/A | Material Claiming | 0 |  |  | #N/A |  |  |  | 0 |  |  | SLM |  |  | REM
| - | #N/A | #N/A | #N/A | Material Claiming | 0 |  |  | #N/A |  |  |  | 0 |  |  | SLM |  |  | REM
| - | #N/A | #N/A | #N/A | Material Claiming | 0 |  |  | #N/A |  |  |  | 0 |  |  | SLM |  |  | REM
| - | #N/A | #N/A | #N/A | Material Claiming | 0 |  |  | #N/A |  |  |  | 0 |  |  | SLM |  |  | REM
| - | #N/A | #N/A | #N/A | Material Claiming | 0 |  |  | #N/A |  |  |  | 0 |  |  | SLM |  |  | REM
| - | #N/A | #N/A | #N/A | Material Claiming | 0 |  |  | #N/A |  |  |  | 0 |  |  | SLM |  |  | REM
| - | #N/A | #N/A | #N/A | Material Claiming | 0 |  |  | #N/A |  |  |  | 0 |  |  | SLM |  |  | REM
| - | #N/A | #N/A | #N/A | Material Claiming | 0 |  |  | #N/A |  |  |  | 0 |  |  | SLM |  |  | REM
| - | #N/A | #N/A | #N/A | Material Claiming | 0 |  |  | #N/A |  |  |  | 0 |  |  | SLM |  |  | REM
| - | #N/A | #N/A | #N/A | Material Claiming | 0 |  |  | #N/A |  |  |  | 0 |  |  | SLM |  |  | REM
| - | #N/A | #N/A | #N/A | Material Claiming | 0 |  |  | #N/A |  |  |  | 0 |  |  | SLM |  |  | REM
| - | #N/A | #N/A | #N/A | Material Claiming | 0 |  |  | #N/A |  |  |  | 0 |  |  | SLM |  |  | REM
| - | #N/A | #N/A | #N/A | Material Claiming | 0 |  |  | #N/A |  |  |  | 0 |  |  | SLM |  |  | REM
| - | #N/A | #N/A | #N/A | Material Claiming | 0 |  |  | #N/A |  |  |  | 0 |  |  | SLM |  |  | REM
| - | #N/A | #N/A | #N/A | Material Claiming | 0 |  |  | #N/A |  |  |  | 0 |  |  | SLM |  |  | REM
| - | #N/A | #N/A | #N/A | Material Claiming | 0 |  |  | #N/A |  |  |  | 0 |  |  | SLM |  |  | REM
| - | #N/A | #N/A | #N/A | Material Claiming | 0 |  |  | #N/A |  |  |  | 0 |  |  | SLM |  |  | REM
| - | #N/A | #N/A | #N/A | Material Claiming | 0 |  |  | #N/A |  |  |  | 0 |  |  | SLM |  |  | REM
| - | #N/A | #N/A | #N/A | Material Claiming | 0 |  |  | #N/A |  |  |  | 0 |  |  | SLM |  |  | REM
| - | #N/A | #N/A | #N/A | Material Claiming | 0 |  |  | #N/A |  |  |  | 0 |  |  | SLM |  |  | REM
| - | #N/A | #N/A | #N/A | Material Claiming | 0 |  |  | #N/A |  |  |  | 0 |  |  | SLM |  |  | REM
| - | #N/A | #N/A | #N/A | Material Claiming | 0 |  |  | #N/A |  |  |  | 0 |  |  | SLM |  |  | REM
| - | #N/A | #N/A | #N/A | Material Claiming | 0 |  |  | #N/A |  |  |  | 0 |  |  | SLM |  |  | REM
| - | #N/A | #N/A | #N/A | Material Claiming | 0 |  |  | #N/A |  |  |  | 0 |  |  | SLM |  |  | REM
| - | #N/A | #N/A | #N/A | Material Claiming | 0 |  |  | #N/A |  |  |  | 0 |  |  | SLM |  |  | REM
| - | #N/A | #N/A | #N/A | Material Claiming | 0 |  |  | #N/A |  |  |  | 0 |  |  | SLM |  |  | REM
| - | #N/A | #N/A | #N/A | Material Claiming | 0 |  |  | #N/A |  |  |  | 0 |  |  | SLM |  |  | REM
| - | #N/A | #N/A | #N/A | Material Claiming | 0 |  |  | #N/A |  |  |  | 0 |  |  | SLM |  |  | REM
| - | #N/A | #N/A | #N/A | Material Claiming | 0 |  |  | #N/A |  |  |  | 0 |  |  | SLM |  |  | REM
| - | #N/A | #N/A | #N/A | Material Claiming | 0 |  |  | #N/A |  |  |  | 0 |  |  | SLM |  |  | REM
| - | #N/A | #N/A | #N/A | Material Claiming | 0 |  |  | #N/A |  |  |  | 0 |  |  | SLM |  |  | REM
| - | #N/A | #N/A | #N/A | Material Claiming | 0 |  |  | #N/A |  |  |  | 0 |  |  | SLM |  |  | REM
| - | #N/A | #N/A | #N/A | Material Claiming | 0 |  |  | #N/A |  |  |  | 0 |  |  | SLM |  |  | REM
| - | #N/A | #N/A | #N/A | Material Claiming | 0 |  |  | #N/A |  |  |  | 0 |  |  | SLM |  |  | REM
| - | #N/A | #N/A | #N/A | Material Claiming | 0 |  |  | #N/A |  |  |  | 0 |  |  | SLM |  |  | REM
| - | #N/A | #N/A | #N/A | Material Claiming | 0 |  |  | #N/A |  |  |  | 0 |  |  | SLM |  |  | REM
| - | #N/A | #N/A | #N/A | Material Claiming | 0 |  |  | #N/A |  |  |  | 0 |  |  | SLM |  |  | REM
| - | #N/A | #N/A | #N/A | Material Claiming | 0 |  |  | #N/A |  |  |  | 0 |  |  | SLM |  |  | REM
| - | #N/A | #N/A | #N/A | Material Claiming | 0 |  |  | #N/A |  |  |  | 0 |  |  | SLM |  |  | REM
| - | #N/A | #N/A | #N/A | Material Claiming | 0 |  |  | #N/A |  |  |  | 0 |  |  | SLM |  |  | REM
| - | #N/A | #N/A | #N/A | Material Claiming | 0 |  |  | #N/A |  |  |  | 0 |  |  | SLM |  |  | REM
| - | #N/A | #N/A | #N/A | Material Claiming | 0 |  |  | #N/A |  |  |  | 0 |  |  | SLM |  |  | REM
| - | #N/A | #N/A | #N/A | Material Claiming | 0 |  |  | #N/A |  |  |  | 0 |  |  | SLM |  |  | REM
| - | #N/A | #N/A | #N/A | Material Claiming | 0 |  |  | #N/A |  |  |  | 0 |  |  | SLM |  |  | REM
| - | #N/A | #N/A | #N/A | Material Claiming | 0 |  |  | #N/A |  |  |  | 0 |  |  | SLM |  |  | REM
| - | #N/A | #N/A | #N/A | Material Claiming | 0 |  |  | #N/A |  |  |  | 0 |  |  | SLM |  |  | REM
| - | #N/A | #N/A | #N/A | Material Claiming | 0 |  |  | #N/A |  |  |  | 0 |  |  | SLM |  |  | REM
| - | #N/A | #N/A | #N/A | Material Claiming | 0 |  |  | #N/A |  |  |  | 0 |  |  | SLM |  |  | REM
| - | #N/A | #N/A | #N/A | Material Claiming | 0 |  |  | #N/A |  |  |  | 0 |  |  | SLM |  |  | REM
| - | #N/A | #N/A | #N/A | Material Claiming | 0 |  |  | #N/A |  |  |  | 0 |  |  | SLM |  |  | REM
| - | #N/A | #N/A | #N/A | Material Claiming | 0 |  |  | #N/A |  |  |  | 0 |  |  | SLM |  |  | REM
| - | #N/A | #N/A | #N/A | Material Claiming | 0 |  |  | #N/A |  |  |  | 0 |  |  | SLM |  |  | REM
| - | #N/A | #N/A | #N/A | Material Claiming | 0 |  |  | #N/A |  |  |  | 0 |  |  | SLM |  |  | REM
| - | #N/A | #N/A | #N/A | Material Claiming | 0 |  |  | #N/A |  |  |  | 0 |  |  | SLM |  |  | REM
| - | #N/A | #N/A | #N/A | Material Claiming | 0 |  |  | #N/A |  |  |  | 0 |  |  | SLM |  |  | REM
| - | #N/A | #N/A | #N/A | Material Claiming | 0 |  |  | #N/A |  |  |  | 0 |  |  | SLM |  |  | REM
| - | #N/A | #N/A | #N/A | Material Claiming | 0 |  |  | #N/A |  |  |  | 0 |  |  | SLM |  |  | REM
| - | #N/A | #N/A | #N/A | Material Claiming | 0 |  |  | #N/A |  |  |  | 0 |  |  | SLM |  |  | REM
| - | #N/A | #N/A | #N/A | Material Claiming | 0 |  |  | #N/A |  |  |  | 0 |  |  | SLM |  |  | REM
| - | #N/A | #N/A | #N/A | Material Claiming | 0 |  |  | #N/A |  |  |  | 0 |  |  | SLM |  |  | REM
| - | #N/A | #N/A | #N/A | Material Claiming | 0 |  |  | #N/A |  |  |  | 0 |  |  | SLM |  |  | REM
| - | #N/A | #N/A | #N/A | Material Claiming | 0 |  |  | #N/A |  |  |  | 0 |  |  | SLM |  |  | REM
| - | #N/A | #N/A | #N/A | Material Claiming | 0 |  |  | #N/A |  |  |  | 0 |  |  | SLM |  |  | REM
| - | #N/A | #N/A | #N/A | Material Claiming | 0 |  |  | #N/A |  |  |  | 0 |  |  | SLM |  |  | REM
| - | #N/A | #N/A | #N/A | Material Claiming | 0 |  |  | #N/A |  |  |  | 0 |  |  | SLM |  |  | REM
| - | #N/A | #N/A | #N/A | Material Claiming | 0 |  |  | #N/A |  |  |  | 0 |  |  | SLM |  |  | REM
| - | #N/A | #N/A | #N/A | Material Claiming | 0 |  |  | #N/A |  |  |  | 0 |  |  | SLM |  |  | REM
| - | #N/A | #N/A | #N/A | Material Claiming | 0 |  |  | #N/A |  |  |  | 0 |  |  | SLM |  |  | REM
| - | #N/A | #N/A | #N/A | Material Claiming | 0 |  |  | #N/A |  |  |  | 0 |  |  | SLM |  |  | REM
| - | #N/A | #N/A | #N/A | Material Claiming | 0 |  |  | #N/A |  |  |  | 0 |  |  | SLM |  |  | REM
| - | #N/A | #N/A | #N/A | Material Claiming | 0 |  |  | #N/A |  |  |  | 0 |  |  | SLM |  |  | REM
| - | #N/A | #N/A | #N/A | Material Claiming | 0 |  |  | #N/A |  |  |  | 0 |  |  | SLM |  |  | REM
| - | #N/A | #N/A | #N/A | Material Claiming | 0 |  |  | #N/A |  |  |  | 0 |  |  | SLM |  |  | REM
| - | #N/A | #N/A | #N/A | Material Claiming | 0 |  |  | #N/A |  |  |  | 0 |  |  | SLM |  |  | REM
| - | #N/A | #N/A | #N/A | Material Claiming | 0 |  |  | #N/A |  |  |  | 0 |  |  | SLM |  |  | REM
| - | #N/A | #N/A | #N/A | Material Claiming | 0 |  |  | #N/A |  |  |  | 0 |  |  | SLM |  |  | REM
| - | #N/A | #N/A | #N/A | Material Claiming | 0 |  |  | #N/A |  |  |  | 0 |  |  | SLM |  |  | REM
| - | #N/A | #N/A | #N/A | Material Claiming | 0 |  |  | #N/A |  |  |  | 0 |  |  | SLM |  |  | REM
| - | #N/A | #N/A | #N/A | Material Claiming | 0 |  |  | #N/A |  |  |  | 0 |  |  | SLM |  |  | REM
| - | #N/A | #N/A | #N/A | Material Claiming | 0 |  |  | #N/A |  |  |  | 0 |  |  | SLM |  |  | REM
| - | #N/A | #N/A | #N/A | Material Claiming | 0 |  |  | #N/A |  |  |  | 0 |  |  | SLM |  |  | REM
| - | #N/A | #N/A | #N/A | Material Claiming | 0 |  |  | #N/A |  |  |  | 0 |  |  | SLM |  |  | REM
| - | #N/A | #N/A | #N/A | Material Claiming | 0 |  |  | #N/A |  |  |  | 0 |  |  | SLM |  |  | REM
| - | #N/A | #N/A | #N/A | Material Claiming | 0 |  |  | #N/A |  |  |  | 0 |  |  | SLM |  |  | REM
| - | #N/A | #N/A | #N/A | Material Claiming | 0 |  |  | #N/A |  |  |  | 0 |  |  | SLM |  |  | REM
| - | #N/A | #N/A | #N/A | Material Claiming | 0 |  |  | #N/A |  |  |  | 0 |  |  | SLM |  |  | REM
| - | #N/A | #N/A | #N/A | Material Claiming | 0 |  |  | #N/A |  |  |  | 0 |  |  | SLM |  |  | REM
| - | #N/A | #N/A | #N/A | Material Claiming | 0 |  |  | #N/A |  |  |  | 0 |  |  | SLM |  |  | REM
| - | #N/A | #N/A | #N/A | Material Claiming | 0 |  |  | #N/A |  |  |  | 0 |  |  | SLM |  |  | REM
| - | #N/A | #N/A | #N/A | Material Claiming | 0 |  |  | #N/A |  |  |  | 0 |  |  | SLM |  |  | REM
| - | #N/A | #N/A | #N/A | Material Claiming | 0 |  |  | #N/A |  |  |  | 0 |  |  | SLM |  |  | REM
| - | #N/A | #N/A | #N/A | Material Claiming | 0 |  |  | #N/A |  |  |  | 0 |  |  | SLM |  |  | REM
| - | #N/A | #N/A | #N/A | Material Claiming | 0 |  |  | #N/A |  |  |  | 0 |  |  | SLM |  |  | REM
| - | #N/A | #N/A | #N/A | Material Claiming | 0 |  |  | #N/A |  |  |  | 0 |  |  | SLM |  |  | REM
| - | #N/A | #N/A | #N/A | Material Claiming | 0 |  |  | #N/A |  |  |  | 0 |  |  | SLM |  |  | REM
| - | #N/A | #N/A | #N/A | Material Claiming | 0 |  |  | #N/A |  |  |  | 0 |  |  | SLM |  |  | REM
| - | #N/A | #N/A | #N/A | Material Claiming | 0 |  |  | #N/A |  |  |  | 0 |  |  | SLM |  |  | REM
| - | #N/A | #N/A | #N/A | Material Claiming | 0 |  |  | #N/A |  |  |  | 0 |  |  | SLM |  |  | REM
| - | #N/A | #N/A | #N/A | Material Claiming | 0 |  |  | #N/A |  |  |  | 0 |  |  | SLM |  |  | REM
| - | #N/A | #N/A | #N/A | Material Claiming | 0 |  |  | #N/A |  |  |  | 0 |  |  | SLM |  |  | REM
| - | #N/A | #N/A | #N/A | Material Claiming | 0 |  |  | #N/A |  |  |  | 0 |  |  | SLM |  |  | REM
| - | #N/A | #N/A | #N/A | Material Claiming | 0 |  |  | #N/A |  |  |  | 0 |  |  | SLM |  |  | REM
| - | #N/A | #N/A | #N/A | Material Claiming | 0 |  |  | #N/A |  |  |  | 0 |  |  | SLM |  |  | REM
| - | #N/A | #N/A | #N/A | Material Claiming | 0 |  |  | #N/A |  |  |  | 0 |  |  | SLM |  |  | REM
| - | #N/A | #N/A | #N/A | Material Claiming | 0 |  |  | #N/A |  |  |  | 0 |  |  | SLM |  |  | REM
| - | #N/A | #N/A | #N/A | Material Claiming | 0 |  |  | #N/A |  |  |  | 0 |  |  | SLM |  |  | REM
| - | #N/A | #N/A | #N/A | Material Claiming | 0 |  |  | #N/A |  |  |  | 0 |  |  | SLM |  |  | REM
| - | #N/A | #N/A | #N/A | Material Claiming | 0 |  |  | #N/A |  |  |  | 0 |  |  | SLM |  |  | REM
| - | #N/A | #N/A | #N/A | Material Claiming | 0 |  |  | #N/A |  |  |  | 0 |  |  | SLM |  |  | REM
| - | #N/A | #N/A | #N/A | Material Claiming | 0 |  |  | #N/A |  |  |  | 0 |  |  | SLM |  |  | REM
| - | #N/A | #N/A | #N/A | Material Claiming | 0 |  |  | #N/A |  |  |  | 0 |  |  | SLM |  |  | REM
| - | #N/A | #N/A | #N/A | Material Claiming | 0 |  |  | #N/A |  |  |  | 0 |  |  | SLM |  |  | REM
| - | #N/A | #N/A | #N/A | Material Claiming | 0 |  |  | #N/A |  |  |  | 0 |  |  | SLM |  |  | REM
| - | #N/A | #N/A | #N/A | Material Claiming | 0 |  |  | #N/A |  |  |  | 0 |  |  | SLM |  |  | REM
| - | #N/A | #N/A | #N/A | Material Claiming | 0 |  |  | #N/A |  |  |  | 0 |  |  | SLM |  |  | REM
| - | #N/A | #N/A | #N/A | Material Claiming | 0 |  |  | #N/A |  |  |  | 0 |  |  | SLM |  |  | REM
| - | #N/A | #N/A | #N/A | Material Claiming | 0 |  |  | #N/A |  |  |  | 0 |  |  | SLM |  |  | REM
| - | #N/A | #N/A | #N/A | Material Claiming | 0 |  |  | #N/A |  |  |  | 0 |  |  | SLM |  |  | REM
| - | #N/A | #N/A | #N/A | Material Claiming | 0 |  |  | #N/A |  |  |  | 0 |  |  | SLM |  |  | REM
| - | #N/A | #N/A | #N/A | Material Claiming | 0 |  |  | #N/A |  |  |  | 0 |  |  | SLM |  |  | REM
| - | #N/A | #N/A | #N/A | Material Claiming | 0 |  |  | #N/A |  |  |  | 0 |  |  | SLM |  |  | REM
| - | #N/A | #N/A | #N/A | Material Claiming | 0 |  |  | #N/A |  |  |  | 0 |  |  | SLM |  |  | REM
| - | #N/A | #N/A | #N/A | Material Claiming | 0 |  |  | #N/A |  |  |  | 0 |  |  | SLM |  |  | REM
| - | #N/A | #N/A | #N/A | Material Claiming | 0 |  |  | #N/A |  |  |  | 0 |  |  | SLM |  |  | REM
| - | #N/A | #N/A | #N/A | Material Claiming | 0 |  |  | #N/A |  |  |  | 0 |  |  | SLM |  |  | REM
| - | #N/A | #N/A | #N/A | Material Claiming | 0 |  |  | #N/A |  |  |  | 0 |  |  | SLM |  |  | REM
| - | #N/A | #N/A | #N/A | Material Claiming | 0 |  |  | #N/A |  |  |  | 0 |  |  | SLM |  |  | REM
| - | #N/A | #N/A | #N/A | Material Claiming | 0 |  |  | #N/A |  |  |  | 0 |  |  | SLM |  |  | REM
| - | #N/A | #N/A | #N/A | Material Claiming | 0 |  |  | #N/A |  |  |  | 0 |  |  | SLM |  |  | REM
| - | #N/A | #N/A | #N/A | Material Claiming | 0 |  |  | #N/A |  |  |  | 0 |  |  | SLM |  |  | REM
| - | #N/A | #N/A | #N/A | Material Claiming | 0 |  |  | #N/A |  |  |  | 0 |  |  | SLM |  |  | REM
| - | #N/A | #N/A | #N/A | Material Claiming | 0 |  |  | #N/A |  |  |  | 0 |  |  | SLM |  |  | REM
| - | #N/A | #N/A | #N/A | Material Claiming | 0 |  |  | #N/A |  |  |  | 0 |  |  | SLM |  |  | REM
| - | #N/A | #N/A | #N/A | Material Claiming | 0 |  |  | #N/A |  |  |  | 0 |  |  | SLM |  |  | REM
| - | #N/A | #N/A | #N/A | Material Claiming | 0 |  |  | #N/A |  |  |  | 0 |  |  | SLM |  |  | REM
| - | #N/A | #N/A | #N/A | Material Claiming | 0 |  |  | #N/A |  |  |  | 0 |  |  | SLM |  |  | REM
| - | #N/A | #N/A | #N/A | Material Claiming | 0 |  |  | #N/A |  |  |  | 0 |  |  | SLM |  |  | REM
| - | #N/A | #N/A | #N/A | Material Claiming | 0 |  |  | #N/A |  |  |  | 0 |  |  | SLM |  |  | REM
| - | #N/A | #N/A | #N/A | Material Claiming | 0 |  |  | #N/A |  |  |  | 0 |  |  | SLM |  |  | REM
| - | #N/A | #N/A | #N/A | Material Claiming | 0 |  |  | #N/A |  |  |  | 0 |  |  | SLM |  |  | REM
| - | #N/A | #N/A | #N/A | Material Claiming | 0 |  |  | #N/A |  |  |  | 0 |  |  | SLM |  |  | REM
| - | #N/A | #N/A | #N/A | Material Claiming | 0 |  |  | #N/A |  |  |  | 0 |  |  | SLM |  |  | REM
| - | #N/A | #N/A | #N/A | Material Claiming | 0 |  |  | #N/A |  |  |  | 0 |  |  | SLM |  |  | REM
| - | #N/A | #N/A | #N/A | Material Claiming | 0 |  |  | #N/A |  |  |  | 0 |  |  | SLM |  |  | REM
| - | #N/A | #N/A | #N/A | Material Claiming | 0 |  |  | #N/A |  |  |  | 0 |  |  | SLM |  |  | REM
| - | #N/A | #N/A | #N/A | Material Claiming | 0 |  |  | #N/A |  |  |  | 0 |  |  | SLM |  |  | REM
| - | #N/A | #N/A | #N/A | Material Claiming | 0 |  |  | #N/A |  |  |  | 0 |  |  | SLM |  |  | REM
| - | #N/A | #N/A | #N/A | Material Claiming | 0 |  |  | #N/A |  |  |  | 0 |  |  | SLM |  |  | REM
| - | #N/A | #N/A | #N/A | Material Claiming | 0 |  |  | #N/A |  |  |  | 0 |  |  | SLM |  |  | REM
| - | #N/A | #N/A | #N/A | Material Claiming | 0 |  |  | #N/A |  |  |  | 0 |  |  | SLM |  |  | REM
| - | #N/A | #N/A | #N/A | Material Claiming | 0 |  |  | #N/A |  |  |  | 0 |  |  | SLM |  |  | REM
| - | #N/A | #N/A | #N/A | Material Claiming | 0 |  |  | #N/A |  |  |  | 0 |  |  | SLM |  |  | REM
| - | #N/A | #N/A | #N/A | Material Claiming | 0 |  |  | #N/A |  |  |  | 0 |  |  | SLM |  |  | REM
| - | #N/A | #N/A | #N/A | Material Claiming | 0 |  |  | #N/A |  |  |  | 0 |  |  | SLM |  |  | REM
| - | #N/A | #N/A | #N/A | Material Claiming | 0 |  |  | #N/A |  |  |  | 0 |  |  | SLM |  |  | REM
| - | #N/A | #N/A | #N/A | Material Claiming | 0 |  |  | #N/A |  |  |  | 0 |  |  | SLM |  |  | REM
| - | #N/A | #N/A | #N/A | Material Claiming | 0 |  |  | #N/A |  |  |  | 0 |  |  | SLM |  |  | REM
| - | #N/A | #N/A | #N/A | Material Claiming | 0 |  |  | #N/A |  |  |  | 0 |  |  | SLM |  |  | REM
| - | #N/A | #N/A | #N/A | Material Claiming | 0 |  |  | #N/A |  |  |  | 0 |  |  | SLM |  |  | REM
| - | #N/A | #N/A | #N/A | Material Claiming | 0 |  |  | #N/A |  |  |  | 0 |  |  | SLM |  |  | REM
| - | #N/A | #N/A | #N/A | Material Claiming | 0 |  |  | #N/A |  |  |  | 0 |  |  | SLM |  |  | REM
| - | #N/A | #N/A | #N/A | Material Claiming | 0 |  |  | #N/A |  |  |  | 0 |  |  | SLM |  |  | REM
| - | #N/A | #N/A | #N/A | Material Claiming | 0 |  |  | #N/A |  |  |  | 0 |  |  | SLM |  |  | REM
| - | #N/A | #N/A | #N/A | Material Claiming | 0 |  |  | #N/A |  |  |  | 0 |  |  | SLM |  |  | REM
| - | #N/A | #N/A | #N/A | Material Claiming | 0 |  |  | #N/A |  |  |  | 0 |  |  | SLM |  |  | REM
| - | #N/A | #N/A | #N/A | Material Claiming | 0 |  |  | #N/A |  |  |  | 0 |  |  | SLM |  |  | REM
| - | #N/A | #N/A | #N/A | Material Claiming | 0 |  |  | #N/A |  |  |  | 0 |  |  | SLM |  |  | REM
| - | #N/A | #N/A | #N/A | Material Claiming | 0 |  |  | #N/A |  |  |  | 0 |  |  | SLM |  |  | REM
| - | #N/A | #N/A | #N/A | Material Claiming | 0 |  |  | #N/A |  |  |  | 0 |  |  | SLM |  |  | REM
| - | #N/A | #N/A | #N/A | Material Claiming | 0 |  |  | #N/A |  |  |  | 0 |  |  | SLM |  |  | REM
| - | #N/A | #N/A | #N/A | Material Claiming | 0 |  |  | #N/A |  |  |  | 0 |  |  | SLM |  |  | REM
| - | #N/A | #N/A | #N/A | Material Claiming | 0 |  |  | #N/A |  |  |  | 0 |  |  | SLM |  |  | REM
| - | #N/A | #N/A | #N/A | Material Claiming | 0 |  |  | #N/A |  |  |  | 0 |  |  | SLM |  |  | REM
| - | #N/A | #N/A | #N/A | Material Claiming | 0 |  |  | #N/A |  |  |  | 0 |  |  | SLM |  |  | REM
| - | #N/A | #N/A | #N/A | Material Claiming | 0 |  |  | #N/A |  |  |  | 0 |  |  | SLM |  |  | REM
| - | #N/A | #N/A | #N/A | Material Claiming | 0 |  |  | #N/A |  |  |  | 0 |  |  | SLM |  |  | REM
| - | #N/A | #N/A | #N/A | Material Claiming | 0 |  |  | #N/A |  |  |  | 0 |  |  | SLM |  |  | REM
| - | #N/A | #N/A | #N/A | Material Claiming | 0 |  |  | #N/A |  |  |  | 0 |  |  | SLM |  |  | REM
| - | #N/A | #N/A | #N/A | Material Claiming | 0 |  |  | #N/A |  |  |  | 0 |  |  | SLM |  |  | REM
| - | #N/A | #N/A | #N/A | Material Claiming | 0 |  |  | #N/A |  |  |  | 0 |  |  | SLM |  |  | REM
| - | #N/A | #N/A | #N/A | Material Claiming | 0 |  |  | #N/A |  |  |  | 0 |  |  | SLM |  |  | REM
| - | #N/A | #N/A | #N/A | Material Claiming | 0 |  |  | #N/A |  |  |  | 0 |  |  | SLM |  |  | REM
| - | #N/A | #N/A | #N/A | Material Claiming | 0 |  |  | #N/A |  |  |  | 0 |  |  | SLM |  |  | REM
| - | #N/A | #N/A | #N/A | Material Claiming | 0 |  |  | #N/A |  |  |  | 0 |  |  | SLM |  |  | REM
| - | #N/A | #N/A | #N/A | Material Claiming | 0 |  |  | #N/A |  |  |  | 0 |  |  | SLM |  |  | REM
| - | #N/A | #N/A | #N/A | Material Claiming | 0 |  |  | #N/A |  |  |  | 0 |  |  | SLM |  |  | REM
| - | #N/A | #N/A | #N/A | Material Claiming | 0 |  |  | #N/A |  |  |  | 0 |  |  | SLM |  |  | REM
| - | #N/A | #N/A | #N/A | Material Claiming | 0 |  |  | #N/A |  |  |  | 0 |  |  | SLM |  |  | REM
| - | #N/A | #N/A | #N/A | Material Claiming | 0 |  |  | #N/A |  |  |  | 0 |  |  | SLM |  |  | REM
| - | #N/A | #N/A | #N/A | Material Claiming | 0 |  |  | #N/A |  |  |  | 0 |  |  | SLM |  |  | REM
| - | #N/A | #N/A | #N/A | Material Claiming | 0 |  |  | #N/A |  |  |  | 0 |  |  | SLM |  |  | REM
| - | #N/A | #N/A | #N/A | Material Claiming | 0 |  |  | #N/A |  |  |  | 0 |  |  | SLM |  |  | REM
| - | #N/A | #N/A | #N/A | Material Claiming | 0 |  |  | #N/A |  |  |  | 0 |  |  | SLM |  |  | REM
| - | #N/A | #N/A | #N/A | Material Claiming | 0 |  |  | #N/A |  |  |  | 0 |  |  | SLM |  |  | REM
| - | #N/A | #N/A | #N/A | Material Claiming | 0 |  |  | #N/A |  |  |  | 0 |  |  | SLM |  |  | REM
| - | #N/A | #N/A | #N/A | Material Claiming | 0 |  |  | #N/A |  |  |  | 0 |  |  | SLM |  |  | REM
| - | #N/A | #N/A | #N/A | Material Claiming | 0 |  |  | #N/A |  |  |  | 0 |  |  | SLM |  |  | REM
| - | #N/A | #N/A | #N/A | Material Claiming | 0 |  |  | #N/A |  |  |  | 0 |  |  | SLM |  |  | REM
| - | #N/A | #N/A | #N/A | Material Claiming | 0 |  |  | #N/A |  |  |  | 0 |  |  | SLM |  |  | REM
| - | #N/A | #N/A | #N/A | Material Claiming | 0 |  |  | #N/A |  |  |  | 0 |  |  | SLM |  |  | REM
| - | #N/A | #N/A | #N/A | Material Claiming | 0 |  |  | #N/A |  |  |  | 0 |  |  | SLM |  |  | REM
| - | #N/A | #N/A | #N/A | Material Claiming | 0 |  |  | #N/A |  |  |  | 0 |  |  | SLM |  |  | REM
| - | #N/A | #N/A | #N/A | Material Claiming | 0 |  |  | #N/A |  |  |  | 0 |  |  | SLM |  |  | REM
| - | #N/A | #N/A | #N/A | Material Claiming | 0 |  |  | #N/A |  |  |  | 0 |  |  | SLM |  |  | REM
| - | #N/A | #N/A | #N/A | Material Claiming | 0 |  |  | #N/A |  |  |  | 0 |  |  | SLM |  |  | REM
| - | #N/A | #N/A | #N/A | Material Claiming | 0 |  |  | #N/A |  |  |  | 0 |  |  | SLM |  |  | REM
| - | #N/A | #N/A | #N/A | Material Claiming | 0 |  |  | #N/A |  |  |  | 0 |  |  | SLM |  |  | REM
| - | #N/A | #N/A | #N/A | Material Claiming | 0 |  |  | #N/A |  |  |  | 0 |  |  | SLM |  |  | REM
| - | #N/A | #N/A | #N/A | Material Claiming | 0 |  |  | #N/A |  |  |  | 0 |  |  | SLM |  |  | REM
| - | #N/A | #N/A | #N/A | Material Claiming | 0 |  |  | #N/A |  |  |  | 0 |  |  | SLM |  |  | REM
| - | #N/A | #N/A | #N/A | Material Claiming | 0 |  |  | #N/A |  |  |  | 0 |  |  | SLM |  |  | REM
| - | #N/A | #N/A | #N/A | Material Claiming | 0 |  |  | #N/A |  |  |  | 0 |  |  | SLM |  |  | REM
| - | #N/A | #N/A | #N/A | Material Claiming | 0 |  |  | #N/A |  |  |  | 0 |  |  | SLM |  |  | REM
| - | #N/A | #N/A | #N/A | Material Claiming | 0 |  |  | #N/A |  |  |  | 0 |  |  | SLM |  |  | REM
| - | #N/A | #N/A | #N/A | Material Claiming | 0 |  |  | #N/A |  |  |  | 0 |  |  | SLM |  |  | REM
| - | #N/A | #N/A | #N/A | Material Claiming | 0 |  |  | #N/A |  |  |  | 0 |  |  | SLM |  |  | REM
| - | #N/A | #N/A | #N/A | Material Claiming | 0 |  |  | #N/A |  |  |  | 0 |  |  | SLM |  |  | REM
| - | #N/A | #N/A | #N/A | Material Claiming | 0 |  |  | #N/A |  |  |  | 0 |  |  | SLM |  |  | REM
| - | #N/A | #N/A | #N/A | Material Claiming | 0 |  |  | #N/A |  |  |  | 0 |  |  | SLM |  |  | REM
| - | #N/A | #N/A | #N/A | Material Claiming | 0 |  |  | #N/A |  |  |  | 0 |  |  | SLM |  |  | REM
| - | #N/A | #N/A | #N/A | Material Claiming | 0 |  |  | #N/A |  |  |  | 0 |  |  | SLM |  |  | REM
| - | #N/A | #N/A | #N/A | Material Claiming | 0 |  |  | #N/A |  |  |  | 0 |  |  | SLM |  |  | REM
| - | #N/A | #N/A | #N/A | Material Claiming | 0 |  |  | #N/A |  |  |  | 0 |  |  | SLM |  |  | REM
| - | #N/A | #N/A | #N/A | Material Claiming | 0 |  |  | #N/A |  |  |  | 0 |  |  | SLM |  |  | REM
| - | #N/A | #N/A | #N/A | Material Claiming | 0 |  |  | #N/A |  |  |  | 0 |  |  | SLM |  |  | REM
| - | #N/A | #N/A | #N/A | Material Claiming | 0 |  |  | #N/A |  |  |  | 0 |  |  | SLM |  |  | REM
| - | #N/A | #N/A | #N/A | Material Claiming | 0 |  |  | #N/A |  |  |  | 0 |  |  | SLM |  |  | REM
| - | #N/A | #N/A | #N/A | Material Claiming | 0 |  |  | #N/A |  |  |  | 0 |  |  | SLM |  |  | REM
| - | #N/A | #N/A | #N/A | Material Claiming | 0 |  |  | #N/A |  |  |  | 0 |  |  | SLM |  |  | REM
| - | #N/A | #N/A | #N/A | Material Claiming | 0 |  |  | #N/A |  |  |  | 0 |  |  | SLM |  |  | REM
| - | #N/A | #N/A | #N/A | Material Claiming | 0 |  |  | #N/A |  |  |  | 0 |  |  | SLM |  |  | REM
| - | #N/A | #N/A | #N/A | Material Claiming | 0 |  |  | #N/A |  |  |  | 0 |  |  | SLM |  |  | REM
| - | #N/A | #N/A | #N/A | Material Claiming | 0 |  |  | #N/A |  |  |  | 0 |  |  | SLM |  |  | REM
| - | #N/A | #N/A | #N/A | Material Claiming | 0 |  |  | #N/A |  |  |  | 0 |  |  | SLM |  |  | REM
| - | #N/A | #N/A | #N/A | Material Claiming | 0 |  |  | #N/A |  |  |  | 0 |  |  | SLM |  |  | REM
| - | #N/A | #N/A | #N/A | Material Claiming | 0 |  |  | #N/A |  |  |  | 0 |  |  | SLM |  |  | REM
| - | #N/A | #N/A | #N/A | Material Claiming | 0 |  |  | #N/A |  |  |  | 0 |  |  | SLM |  |  | REM
| - | #N/A | #N/A | #N/A | Material Claiming | 0 |  |  | #N/A |  |  |  | 0 |  |  | SLM |  |  | REM
| - | #N/A | #N/A | #N/A | Material Claiming | 0 |  |  | #N/A |  |  |  | 0 |  |  | SLM |  |  | REM
| - | #N/A | #N/A | #N/A | Material Claiming | 0 |  |  | #N/A |  |  |  | 0 |  |  | SLM |  |  | REM
| - | #N/A | #N/A | #N/A | Material Claiming | 0 |  |  | #N/A |  |  |  | 0 |  |  | SLM |  |  | REM
| - | #N/A | #N/A | #N/A | Material Claiming | 0 |  |  | #N/A |  |  |  | 0 |  |  | SLM |  |  | REM
| - | #N/A | #N/A | #N/A | Material Claiming | 0 |  |  | #N/A |  |  |  | 0 |  |  | SLM |  |  | REM
| - | #N/A | #N/A | #N/A | Material Claiming | 0 |  |  | #N/A |  |  |  | 0 |  |  | SLM |  |  | REM
| - | #N/A | #N/A | #N/A | Material Claiming | 0 |  |  | #N/A |  |  |  | 0 |  |  | SLM |  |  | REM
| - | #N/A | #N/A | #N/A | Material Claiming | 0 |  |  | #N/A |  |  |  | 0 |  |  | SLM |  |  | REM
| - | #N/A | #N/A | #N/A | Material Claiming | 0 |  |  | #N/A |  |  |  | 0 |  |  | SLM |  |  | REM
| - | #N/A | #N/A | #N/A | Material Claiming | 0 |  |  | #N/A |  |  |  | 0 |  |  | SLM |  |  | REM
| - | #N/A | #N/A | #N/A | Material Claiming | 0 |  |  | #N/A |  |  |  | 0 |  |  | SLM |  |  | REM
| - | #N/A | #N/A | #N/A | Material Claiming | 0 |  |  | #N/A |  |  |  | 0 |  |  | SLM |  |  | REM
| - | #N/A | #N/A | #N/A | Material Claiming | 0 |  |  | #N/A |  |  |  | 0 |  |  | SLM |  |  | REM
| - | #N/A | #N/A | #N/A | Material Claiming | 0 |  |  | #N/A |  |  |  | 0 |  |  | SLM |  |  | REM
| - | #N/A | #N/A | #N/A | Material Claiming | 0 |  |  | #N/A |  |  |  | 0 |  |  | SLM |  |  | REM
| - | #N/A | #N/A | #N/A | Material Claiming | 0 |  |  | #N/A |  |  |  | 0 |  |  | SLM |  |  | REM
| - | #N/A | #N/A | #N/A | Material Claiming | 0 |  |  | #N/A |  |  |  | 0 |  |  | SLM |  |  | REM
| - | #N/A | #N/A | #N/A | Material Claiming | 0 |  |  | #N/A |  |  |  | 0 |  |  | SLM |  |  | REM
| - | #N/A | #N/A | #N/A | Material Claiming | 0 |  |  | #N/A |  |  |  | 0 |  |  | SLM |  |  | REM
| - | #N/A | #N/A | #N/A | Material Claiming | 0 |  |  | #N/A |  |  |  | 0 |  |  | SLM |  |  | REM
| - | #N/A | #N/A | #N/A | Material Claiming | 0 |  |  | #N/A |  |  |  | 0 |  |  | SLM |  |  | REM
| - | #N/A | #N/A | #N/A | Material Claiming | 0 |  |  | #N/A |  |  |  | 0 |  |  | SLM |  |  | REM
| - | #N/A | #N/A | #N/A | Material Claiming | 0 |  |  | #N/A |  |  |  | 0 |  |  | SLM |  |  | REM
| - | #N/A | #N/A | #N/A | Material Claiming | 0 |  |  | #N/A |  |  |  | 0 |  |  | SLM |  |  | REM
| - | #N/A | #N/A | #N/A | Material Claiming | 0 |  |  | #N/A |  |  |  | 0 |  |  | SLM |  |  | REM
| - | #N/A | #N/A | #N/A | Material Claiming | 0 |  |  | #N/A |  |  |  | 0 |  |  | SLM |  |  | REM
| - | #N/A | #N/A | #N/A | Material Claiming | 0 |  |  | #N/A |  |  |  | 0 |  |  | SLM |  |  | REM
| - | #N/A | #N/A | #N/A | Material Claiming | 0 |  |  | #N/A |  |  |  | 0 |  |  | SLM |  |  | REM
| - | #N/A | #N/A | #N/A | Material Claiming | 0 |  |  | #N/A |  |  |  | 0 |  |  | SLM |  |  | REM
| - | #N/A | #N/A | #N/A | Material Claiming | 0 |  |  | #N/A |  |  |  | 0 |  |  | SLM |  |  | REM
| - | #N/A | #N/A | #N/A | Material Claiming | 0 |  |  | #N/A |  |  |  | 0 |  |  | SLM |  |  | REM
| - | #N/A | #N/A | #N/A | Material Claiming | 0 |  |  | #N/A |  |  |  | 0 |  |  | SLM |  |  | REM
| - | #N/A | #N/A | #N/A | Material Claiming | 0 |  |  | #N/A |  |  |  | 0 |  |  | SLM |  |  | REM
| - | #N/A | #N/A | #N/A | Material Claiming | 0 |  |  | #N/A |  |  |  | 0 |  |  | SLM |  |  | REM
| - | #N/A | #N/A | #N/A | Material Claiming | 0 |  |  | #N/A |  |  |  | 0 |  |  | SLM |  |  | REM
| - | #N/A | #N/A | #N/A | Material Claiming | 0 |  |  | #N/A |  |  |  | 0 |  |  | SLM |  |  | REM
| - | #N/A | #N/A | #N/A | Material Claiming | 0 |  |  | #N/A |  |  |  | 0 |  |  | SLM |  |  | REM
| - | #N/A | #N/A | #N/A | Material Claiming | 0 |  |  | #N/A |  |  |  | 0 |  |  | SLM |  |  | REM
| - | #N/A | #N/A | #N/A | Material Claiming | 0 |  |  | #N/A |  |  |  | 0 |  |  | SLM |  |  | REM
| - | #N/A | #N/A | #N/A | Material Claiming | 0 |  |  | #N/A |  |  |  | 0 |  |  | SLM |  |  | REM
| - | #N/A | #N/A | #N/A | Material Claiming | 0 |  |  | #N/A |  |  |  | 0 |  |  | SLM |  |  | REM
| - | #N/A | #N/A | #N/A | Material Claiming | 0 |  |  | #N/A |  |  |  | 0 |  |  | SLM |  |  | REM
| - | #N/A | #N/A | #N/A | Material Claiming | 0 |  |  | #N/A |  |  |  | 0 |  |  | SLM |  |  | REM
| - | #N/A | #N/A | #N/A | Material Claiming | 0 |  |  | #N/A |  |  |  | 0 |  |  | SLM |  |  | REM
| - | #N/A | #N/A | #N/A | Material Claiming | 0 |  |  | #N/A |  |  |  | 0 |  |  | SLM |  |  | REM
| - | #N/A | #N/A | #N/A | Material Claiming | 0 |  |  | #N/A |  |  |  | 0 |  |  | SLM |  |  | REM
| - | #N/A | #N/A | #N/A | Material Claiming | 0 |  |  | #N/A |  |  |  | 0 |  |  | SLM |  |  | REM
| - | #N/A | #N/A | #N/A | Material Claiming | 0 |  |  | #N/A |  |  |  | 0 |  |  | SLM |  |  | REM
| - | #N/A | #N/A | #N/A | Material Claiming | 0 |  |  | #N/A |  |  |  | 0 |  |  | SLM |  |  | REM
| - | #N/A | #N/A | #N/A | Material Claiming | 0 |  |  | #N/A |  |  |  | 0 |  |  | SLM |  |  | REM
| - | #N/A | #N/A | #N/A | Material Claiming | 0 |  |  | #N/A |  |  |  | 0 |  |  | SLM |  |  | REM
| - | #N/A | #N/A | #N/A | Material Claiming | 0 |  |  | #N/A |  |  |  | 0 |  |  | SLM |  |  | REM
| - | #N/A | #N/A | #N/A | Material Claiming | 0 |  |  | #N/A |  |  |  | 0 |  |  | SLM |  |  | REM
| - | #N/A | #N/A | #N/A | Material Claiming | 0 |  |  | #N/A |  |  |  | 0 |  |  | SLM |  |  | REM
| - | #N/A | #N/A | #N/A | Material Claiming | 0 |  |  | #N/A |  |  |  | 0 |  |  | SLM |  |  | REM
| - | #N/A | #N/A | #N/A | Material Claiming | 0 |  |  | #N/A |  |  |  | 0 |  |  | SLM |  |  | REM
| - | #N/A | #N/A | #N/A | Material Claiming | 0 |  |  | #N/A |  |  |  | 0 |  |  | SLM |  |  | REM
| - | #N/A | #N/A | #N/A | Material Claiming | 0 |  |  | #N/A |  |  |  | 0 |  |  | SLM |  |  | REM
| - | #N/A | #N/A | #N/A | Material Claiming | 0 |  |  | #N/A |  |  |  | 0 |  |  | SLM |  |  | REM
| - | #N/A | #N/A | #N/A | Material Claiming | 0 |  |  | #N/A |  |  |  | 0 |  |  | SLM |  |  | REM
| - | #N/A | #N/A | #N/A | Material Claiming | 0 |  |  | #N/A |  |  |  | 0 |  |  | SLM |  |  | REM
| - | #N/A | #N/A | #N/A | Material Claiming | 0 |  |  | #N/A |  |  |  | 0 |  |  | SLM |  |  | REM
| - | #N/A | #N/A | #N/A | Material Claiming | 0 |  |  | #N/A |  |  |  | 0 |  |  | SLM |  |  | REM
| - | #N/A | #N/A | #N/A | Material Claiming | 0 |  |  | #N/A |  |  |  | 0 |  |  | SLM |  |  | REM
| - | #N/A | #N/A | #N/A | Material Claiming | 0 |  |  | #N/A |  |  |  | 0 |  |  | SLM |  |  | REM
| - | #N/A | #N/A | #N/A | Material Claiming | 0 |  |  | #N/A |  |  |  | 0 |  |  | SLM |  |  | REM
| - | #N/A | #N/A | #N/A | Material Claiming | 0 |  |  | #N/A |  |  |  | 0 |  |  | SLM |  |  | REM
| - | #N/A | #N/A | #N/A | Material Claiming | 0 |  |  | #N/A |  |  |  | 0 |  |  | SLM |  |  | REM
| - | #N/A | #N/A | #N/A | Material Claiming | 0 |  |  | #N/A |  |  |  | 0 |  |  | SLM |  |  | REM
| - | #N/A | #N/A | #N/A | Material Claiming | 0 |  |  | #N/A |  |  |  | 0 |  |  | SLM |  |  | REM
| - | #N/A | #N/A | #N/A | Material Claiming | 0 |  |  | #N/A |  |  |  | 0 |  |  | SLM |  |  | REM
| - | #N/A | #N/A | #N/A | Material Claiming | 0 |  |  | #N/A |  |  |  | 0 |  |  | SLM |  |  | REM
| - | #N/A | #N/A | #N/A | Material Claiming | 0 |  |  | #N/A |  |  |  | 0 |  |  | SLM |  |  | REM
| - | #N/A | #N/A | #N/A | Material Claiming | 0 |  |  | #N/A |  |  |  | 0 |  |  | SLM |  |  | REM
| - | #N/A | #N/A | #N/A | Material Claiming | 0 |  |  | #N/A |  |  |  | 0 |  |  | SLM |  |  | REM
| - | #N/A | #N/A | #N/A | Material Claiming | 0 |  |  | #N/A |  |  |  | 0 |  |  | SLM |  |  | REM
| - | #N/A | #N/A | #N/A | Material Claiming | 0 |  |  | #N/A |  |  |  | 0 |  |  | SLM |  |  | REM
| - | #N/A | #N/A | #N/A | Material Claiming | 0 |  |  | #N/A |  |  |  | 0 |  |  | SLM |  |  | REM
| - | #N/A | #N/A | #N/A | Material Claiming | 0 |  |  | #N/A |  |  |  | 0 |  |  | SLM |  |  | REM
| - | #N/A | #N/A | #N/A | Material Claiming | 0 |  |  | #N/A |  |  |  | 0 |  |  | SLM |  |  | REM
| - | #N/A | #N/A | #N/A | Material Claiming | 0 |  |  | #N/A |  |  |  | 0 |  |  | SLM |  |  | REM
| - | #N/A | #N/A | #N/A | Material Claiming | 0 |  |  | #N/A |  |  |  | 0 |  |  | SLM |  |  | REM
| - | #N/A | #N/A | #N/A | Material Claiming | 0 |  |  | #N/A |  |  |  | 0 |  |  | SLM |  |  | REM
| - | #N/A | #N/A | #N/A | Material Claiming | 0 |  |  | #N/A |  |  |  | 0 |  |  | SLM |  |  | REM
| - | #N/A | #N/A | #N/A | Material Claiming | 0 |  |  | #N/A |  |  |  | 0 |  |  | SLM |  |  | REM
| - | #N/A | #N/A | #N/A | Material Claiming | 0 |  |  | #N/A |  |  |  | 0 |  |  | SLM |  |  | REM
| - | #N/A | #N/A | #N/A | Material Claiming | 0 |  |  | #N/A |  |  |  | 0 |  |  | SLM |  |  | REM
| - | #N/A | #N/A | #N/A | Material Claiming | 0 |  |  | #N/A |  |  |  | 0 |  |  | SLM |  |  | REM
| - | #N/A | #N/A | #N/A | Material Claiming | 0 |  |  | #N/A |  |  |  | 0 |  |  | SLM |  |  | REM
| - | #N/A | #N/A | #N/A | Material Claiming | 0 |  |  | #N/A |  |  |  | 0 |  |  | SLM |  |  | REM
| - | #N/A | #N/A | #N/A | Material Claiming | 0 |  |  | #N/A |  |  |  | 0 |  |  | SLM |  |  | REM
| - | #N/A | #N/A | #N/A | Material Claiming | 0 |  |  | #N/A |  |  |  | 0 |  |  | SLM |  |  | REM
| - | #N/A | #N/A | #N/A | Material Claiming | 0 |  |  | #N/A |  |  |  | 0 |  |  | SLM |  |  | REM
| - | #N/A | #N/A | #N/A | Material Claiming | 0 |  |  | #N/A |  |  |  | 0 |  |  | SLM |  |  | REM
| - | #N/A | #N/A | #N/A | Material Claiming | 0 |  |  | #N/A |  |  |  | 0 |  |  | SLM |  |  | REM
| - | #N/A | #N/A | #N/A | Material Claiming | 0 |  |  | #N/A |  |  |  | 0 |  |  | SLM |  |  | REM
| - | #N/A | #N/A | #N/A | Material Claiming | 0 |  |  | #N/A |  |  |  | 0 |  |  | SLM |  |  | REM
| - | #N/A | #N/A | #N/A | Material Claiming | 0 |  |  | #N/A |  |  |  | 0 |  |  | SLM |  |  | REM
| - | #N/A | #N/A | #N/A | Material Claiming | 0 |  |  | #N/A |  |  |  | 0 |  |  | SLM |  |  | REM
| - | #N/A | #N/A | #N/A | Material Claiming | 0 |  |  | #N/A |  |  |  | 0 |  |  | SLM |  |  | REM
| - | #N/A | #N/A | #N/A | Material Claiming | 0 |  |  | #N/A |  |  |  | 0 |  |  | SLM |  |  | REM
| - | #N/A | #N/A | #N/A | Material Claiming | 0 |  |  | #N/A |  |  |  | 0 |  |  | SLM |  |  | REM
| - | #N/A | #N/A | #N/A | Material Claiming | 0 |  |  | #N/A |  |  |  | 0 |  |  | SLM |  |  | REM
| - | #N/A | #N/A | #N/A | Material Claiming | 0 |  |  | #N/A |  |  |  | 0 |  |  | SLM |  |  | REM
| - | #N/A | #N/A | #N/A | Material Claiming | 0 |  |  | #N/A |  |  |  | 0 |  |  | SLM |  |  | REM
| - | #N/A | #N/A | #N/A | Material Claiming | 0 |  |  | #N/A |  |  |  | 0 |  |  | SLM |  |  | REM
| - | #N/A | #N/A | #N/A | Material Claiming | 0 |  |  | #N/A |  |  |  | 0 |  |  | SLM |  |  | REM
| - | #N/A | #N/A | #N/A | Material Claiming | 0 |  |  | #N/A |  |  |  | 0 |  |  | SLM |  |  | REM
| - | #N/A | #N/A | #N/A | Material Claiming | 0 |  |  | #N/A |  |  |  | 0 |  |  | SLM |  |  | REM
| - | #N/A | #N/A | #N/A | Material Claiming | 0 |  |  | #N/A |  |  |  | 0 |  |  | SLM |  |  | REM
| - | #N/A | #N/A | #N/A | Material Claiming | 0 |  |  | #N/A |  |  |  | 0 |  |  | SLM |  |  | REM
| - | #N/A | #N/A | #N/A | Material Claiming | 0 |  |  | #N/A |  |  |  | 0 |  |  | SLM |  |  | REM
| - | #N/A | #N/A | #N/A | Material Claiming | 0 |  |  | #N/A |  |  |  | 0 |  |  | SLM |  |  | REM
| - | #N/A | #N/A | #N/A | Material Claiming | 0 |  |  | #N/A |  |  |  | 0 |  |  | SLM |  |  | REM
| - | #N/A | #N/A | #N/A | Material Claiming | 0 |  |  | #N/A |  |  |  | 0 |  |  | SLM |  |  | REM
| - | #N/A | #N/A | #N/A | Material Claiming | 0 |  |  | #N/A |  |  |  | 0 |  |  | SLM |  |  | REM
| - | #N/A | #N/A | #N/A | Material Claiming | 0 |  |  | #N/A |  |  |  | 0 |  |  | SLM |  |  | REM
| - | #N/A | #N/A | #N/A | Material Claiming | 0 |  |  | #N/A |  |  |  | 0 |  |  | SLM |  |  | REM
| - | #N/A | #N/A | #N/A | Material Claiming | 0 |  |  | #N/A |  |  |  | 0 |  |  | SLM |  |  | REM
| - | #N/A | #N/A | #N/A | Material Claiming | 0 |  |  | #N/A |  |  |  | 0 |  |  | SLM |  |  | REM
| - | #N/A | #N/A | #N/A | Material Claiming | 0 |  |  | #N/A |  |  |  | 0 |  |  | SLM |  |  | REM
| - | #N/A | #N/A | #N/A | Material Claiming | 0 |  |  | #N/A |  |  |  | 0 |  |  | SLM |  |  | REM
| - | #N/A | #N/A | #N/A | Material Claiming | 0 |  |  | #N/A |  |  |  | 0 |  |  | SLM |  |  | REM
| - | #N/A | #N/A | #N/A | Material Claiming | 0 |  |  | #N/A |  |  |  | 0 |  |  | SLM |  |  | REM
| - | #N/A | #N/A | #N/A | Material Claiming | 0 |  |  | #N/A |  |  |  | 0 |  |  | SLM |  |  | REM
| - | #N/A | #N/A | #N/A | Material Claiming | 0 |  |  | #N/A |  |  |  | 0 |  |  | SLM |  |  | REM
| - | #N/A | #N/A | #N/A | Material Claiming | 0 |  |  | #N/A |  |  |  | 0 |  |  | SLM |  |  | REM
| - | #N/A | #N/A | #N/A | Material Claiming | 0 |  |  | #N/A |  |  |  | 0 |  |  | SLM |  |  | REM
| - | #N/A | #N/A | #N/A | Material Claiming | 0 |  |  | #N/A |  |  |  | 0 |  |  | SLM |  |  | REM
| - | #N/A | #N/A | #N/A | Material Claiming | 0 |  |  | #N/A |  |  |  | 0 |  |  | SLM |  |  | REM
| - | #N/A | #N/A | #N/A | Material Claiming | 0 |  |  | #N/A |  |  |  | 0 |  |  | SLM |  |  | REM
| - | #N/A | #N/A | #N/A | Material Claiming | 0 |  |  | #N/A |  |  |  | 0 |  |  | SLM |  |  | REM
| - | #N/A | #N/A | #N/A | Material Claiming | 0 |  |  | #N/A |  |  |  | 0 |  |  | SLM |  |  | REM
| - | #N/A | #N/A | #N/A | Material Claiming | 0 |  |  | #N/A |  |  |  | 0 |  |  | SLM |  |  | REM
| - | #N/A | #N/A | #N/A | Material Claiming | 0 |  |  | #N/A |  |  |  | 0 |  |  | SLM |  |  | REM
| - | #N/A | #N/A | #N/A | Material Claiming | 0 |  |  | #N/A |  |  |  | 0 |  |  | SLM |  |  | REM
| - | #N/A | #N/A | #N/A | Material Claiming | 0 |  |  | #N/A |  |  |  | 0 |  |  | SLM |  |  | REM
| - | #N/A | #N/A | #N/A | Material Claiming | 0 |  |  | #N/A |  |  |  | 0 |  |  | SLM |  |  | REM
| - | #N/A | #N/A | #N/A | Material Claiming | 0 |  |  | #N/A |  |  |  | 0 |  |  | SLM |  |  | REM
| - | #N/A | #N/A | #N/A | Material Claiming | 0 |  |  | #N/A |  |  |  | 0 |  |  | SLM |  |  | REM
| - | #N/A | #N/A | #N/A | Material Claiming | 0 |  |  | #N/A |  |  |  | 0 |  |  | SLM |  |  | REM
| - | #N/A | #N/A | #N/A | Material Claiming | 0 |  |  | #N/A |  |  |  | 0 |  |  | SLM |  |  | REM
| - | #N/A | #N/A | #N/A | Material Claiming | 0 |  |  | #N/A |  |  |  | 0 |  |  | SLM |  |  | REM
| - | #N/A | #N/A | #N/A | Material Claiming | 0 |  |  | #N/A |  |  |  | 0 |  |  | SLM |  |  | REM
| - | #N/A | #N/A | #N/A | Material Claiming | 0 |  |  | #N/A |  |  |  | 0 |  |  | SLM |  |  | REM
| - | #N/A | #N/A | #N/A | Material Claiming | 0 |  |  | #N/A |  |  |  | 0 |  |  | SLM |  |  | REM
| - | #N/A | #N/A | #N/A | Material Claiming | 0 |  |  | #N/A |  |  |  | 0 |  |  | SLM |  |  | REM
| - | #N/A | #N/A | #N/A | Material Claiming | 0 |  |  | #N/A |  |  |  | 0 |  |  | SLM |  |  | REM
| - | #N/A | #N/A | #N/A | Material Claiming | 0 |  |  | #N/A |  |  |  | 0 |  |  | SLM |  |  | REM
| - | #N/A | #N/A | #N/A | Material Claiming | 0 |  |  | #N/A |  |  |  | 0 |  |  | SLM |  |  | REM
| - | #N/A | #N/A | #N/A | Material Claiming | 0 |  |  | #N/A |  |  |  | 0 |  |  | SLM |  |  | REM
| - | #N/A | #N/A | #N/A | Material Claiming | 0 |  |  | #N/A |  |  |  | 0 |  |  | SLM |  |  | REM
| - | #N/A | #N/A | #N/A | Material Claiming | 0 |  |  | #N/A |  |  |  | 0 |  |  | SLM |  |  | REM
| - | #N/A | #N/A | #N/A | Material Claiming | 0 |  |  | #N/A |  |  |  | 0 |  |  | SLM |  |  | REM
| - | #N/A | #N/A | #N/A | Material Claiming | 0 |  |  | #N/A |  |  |  | 0 |  |  | SLM |  |  | REM
| - | #N/A | #N/A | #N/A | Material Claiming | 0 |  |  | #N/A |  |  |  | 0 |  |  | SLM |  |  | REM
| - | #N/A | #N/A | #N/A | Material Claiming | 0 |  |  | #N/A |  |  |  | 0 |  |  | SLM |  |  | REM
| - | #N/A | #N/A | #N/A | Material Claiming | 0 |  |  | #N/A |  |  |  | 0 |  |  | SLM |  |  | REM
| - | #N/A | #N/A | #N/A | Material Claiming | 0 |  |  | #N/A |  |  |  | 0 |  |  | SLM |  |  | REM
| - | #N/A | #N/A | #N/A | Material Claiming | 0 |  |  | #N/A |  |  |  | 0 |  |  | SLM |  |  | REM
| - | #N/A | #N/A | #N/A | Material Claiming | 0 |  |  | #N/A |  |  |  | 0 |  |  | SLM |  |  | REM
| - | #N/A | #N/A | #N/A | Material Claiming | 0 |  |  | #N/A |  |  |  | 0 |  |  | SLM |  |  | REM
| - | #N/A | #N/A | #N/A | Material Claiming | 0 |  |  | #N/A |  |  |  | 0 |  |  | SLM |  |  | REM
| - | #N/A | #N/A | #N/A | Material Claiming | 0 |  |  | #N/A |  |  |  | 0 |  |  | SLM |  |  | REM
| - | #N/A | #N/A | #N/A | Material Claiming | 0 |  |  | #N/A |  |  |  | 0 |  |  | SLM |  |  | REM
| - | #N/A | #N/A | #N/A | Material Claiming | 0 |  |  | #N/A |  |  |  | 0 |  |  | SLM |  |  | REM
| - | #N/A | #N/A | #N/A | Material Claiming | 0 |  |  | #N/A |  |  |  | 0 |  |  | SLM |  |  | REM
| - | #N/A | #N/A | #N/A | Material Claiming | 0 |  |  | #N/A |  |  |  | 0 |  |  | SLM |  |  | REM
| - | #N/A | #N/A | #N/A | Material Claiming | 0 |  |  | #N/A |  |  |  | 0 |  |  | SLM |  |  | REM
| - | #N/A | #N/A | #N/A | Material Claiming | 0 |  |  | #N/A |  |  |  | 0 |  |  | SLM |  |  | REM
| - | #N/A | #N/A | #N/A | Material Claiming | 0 |  |  | #N/A |  |  |  | 0 |  |  | SLM |  |  | REM
| - | #N/A | #N/A | #N/A | Material Claiming | 0 |  |  | #N/A |  |  |  | 0 |  |  | SLM |  |  | REM
| - | #N/A | #N/A | #N/A | Material Claiming | 0 |  |  | #N/A |  |  |  | 0 |  |  | SLM |  |  | REM
| - | #N/A | #N/A | #N/A | Material Claiming | 0 |  |  | #N/A |  |  |  | 0 |  |  | SLM |  |  | REM
| - | #N/A | #N/A | #N/A | Material Claiming | 0 |  |  | #N/A |  |  |  | 0 |  |  | SLM |  |  | REM
| - | #N/A | #N/A | #N/A | Material Claiming | 0 |  |  | #N/A |  |  |  | 0 |  |  | SLM |  |  | REM
| - | #N/A | #N/A | #N/A | Material Claiming | 0 |  |  | #N/A |  |  |  | 0 |  |  | SLM |  |  | REM
| - | #N/A | #N/A | #N/A | Material Claiming | 0 |  |  | #N/A |  |  |  | 0 |  |  | SLM |  |  | REM
| - | #N/A | #N/A | #N/A | Material Claiming | 0 |  |  | #N/A |  |  |  | 0 |  |  | SLM |  |  | REM
| - | #N/A | #N/A | #N/A | Material Claiming | 0 |  |  | #N/A |  |  |  | 0 |  |  | SLM |  |  | REM
| - | #N/A | #N/A | #N/A | Material Claiming | 0 |  |  | #N/A |  |  |  | 0 |  |  | SLM |  |  | REM
| - | #N/A | #N/A | #N/A | Material Claiming | 0 |  |  | #N/A |  |  |  | 0 |  |  | SLM |  |  | REM
| - | #N/A | #N/A | #N/A | Material Claiming | 0 |  |  | #N/A |  |  |  | 0 |  |  | SLM |  |  | REM
| - | #N/A | #N/A | #N/A | Material Claiming | 0 |  |  | #N/A |  |  |  | 0 |  |  | SLM |  |  | REM
| - | #N/A | #N/A | #N/A | Material Claiming | 0 |  |  | #N/A |  |  |  | 0 |  |  | SLM |  |  | REM
| - | #N/A | #N/A | #N/A | Material Claiming | 0 |  |  | #N/A |  |  |  | 0 |  |  | SLM |  |  | REM
| - | #N/A | #N/A | #N/A | Material Claiming | 0 |  |  | #N/A |  |  |  | 0 |  |  | SLM |  |  | REM
| - | #N/A | #N/A | #N/A | Material Claiming | 0 |  |  | #N/A |  |  |  | 0 |  |  | SLM |  |  | REM
| - | #N/A | #N/A | #N/A | Material Claiming | 0 |  |  | #N/A |  |  |  | 0 |  |  | SLM |  |  | REM
| - | #N/A | #N/A | #N/A | Material Claiming | 0 |  |  | #N/A |  |  |  | 0 |  |  | SLM |  |  | REM
| - | #N/A | #N/A | #N/A | Material Claiming | 0 |  |  | #N/A |  |  |  | 0 |  |  | SLM |  |  | REM
| - | #N/A | #N/A | #N/A | Material Claiming | 0 |  |  | #N/A |  |  |  | 0 |  |  | SLM |  |  | REM
| - | #N/A | #N/A | #N/A | Material Claiming | 0 |  |  | #N/A |  |  |  | 0 |  |  | SLM |  |  | REM
| - | #N/A | #N/A | #N/A | Material Claiming | 0 |  |  | #N/A |  |  |  | 0 |  |  | SLM |  |  | REM
| - | #N/A | #N/A | #N/A | Material Claiming | 0 |  |  | #N/A |  |  |  | 0 |  |  | SLM |  |  | REM
| - | #N/A | #N/A | #N/A | Material Claiming | 0 |  |  | #N/A |  |  |  | 0 |  |  | SLM |  |  | REM
| - | #N/A | #N/A | #N/A | Material Claiming | 0 |  |  | #N/A |  |  |  | 0 |  |  | SLM |  |  | REM
| - | #N/A | #N/A | #N/A | Material Claiming | 0 |  |  | #N/A |  |  |  | 0 |  |  | SLM |  |  | REM
| - | #N/A | #N/A | #N/A | Material Claiming | 0 |  |  | #N/A |  |  |  | 0 |  |  | SLM |  |  | REM
| - | #N/A | #N/A | #N/A | Material Claiming | 0 |  |  | #N/A |  |  |  | 0 |  |  | SLM |  |  | REM
| - | #N/A | #N/A | #N/A | Material Claiming | 0 |  |  | #N/A |  |  |  | 0 |  |  | SLM |  |  | REM
| - | #N/A | #N/A | #N/A | Material Claiming | 0 |  |  | #N/A |  |  |  | 0 |  |  | SLM |  |  | REM
| - | #N/A | #N/A | #N/A | Material Claiming | 0 |  |  | #N/A |  |  |  | 0 |  |  | SLM |  |  | REM
| - | #N/A | #N/A | #N/A | Material Claiming | 0 |  |  | #N/A |  |  |  | 0 |  |  | SLM |  |  | REM
| - | #N/A | #N/A | #N/A | Material Claiming | 0 |  |  | #N/A |  |  |  | 0 |  |  | SLM |  |  | REM
| - | #N/A | #N/A | #N/A | Material Claiming | 0 |  |  | #N/A |  |  |  | 0 |  |  | SLM |  |  | REM
| - | #N/A | #N/A | #N/A | Material Claiming | 0 |  |  | #N/A |  |  |  | 0 |  |  | SLM |  |  | REM
| - | #N/A | #N/A | #N/A | Material Claiming | 0 |  |  | #N/A |  |  |  | 0 |  |  | SLM |  |  | REM
| - | #N/A | #N/A | #N/A | Material Claiming | 0 |  |  | #N/A |  |  |  | 0 |  |  | SLM |  |  | REM
| - | #N/A | #N/A | #N/A | Material Claiming | 0 |  |  | #N/A |  |  |  | 0 |  |  | SLM |  |  | REM
| - | #N/A | #N/A | #N/A | Material Claiming | 0 |  |  | #N/A |  |  |  | 0 |  |  | SLM |  |  | REM
| - | #N/A | #N/A | #N/A | Material Claiming | 0 |  |  | #N/A |  |  |  | 0 |  |  | SLM |  |  | REM
| - | #N/A | #N/A | #N/A | Material Claiming | 0 |  |  | #N/A |  |  |  | 0 |  |  | SLM |  |  | REM
| - | #N/A | #N/A | #N/A | Material Claiming | 0 |  |  | #N/A |  |  |  | 0 |  |  | SLM |  |  | REM
| - | #N/A | #N/A | #N/A | Material Claiming | 0 |  |  | #N/A |  |  |  | 0 |  |  | SLM |  |  | REM
| - | #N/A | #N/A | #N/A | Material Claiming | 0 |  |  | #N/A |  |  |  | 0 |  |  | SLM |  |  | REM
| - | #N/A | #N/A | #N/A | Material Claiming | 0 |  |  | #N/A |  |  |  | 0 |  |  | SLM |  |  | REM
| - | #N/A | #N/A | #N/A | Material Claiming | 0 |  |  | #N/A |  |  |  | 0 |  |  | SLM |  |  | REM
| - | #N/A | #N/A | #N/A | Material Claiming | 0 |  |  | #N/A |  |  |  | 0 |  |  | SLM |  |  | REM
| - | #N/A | #N/A | #N/A | Material Claiming | 0 |  |  | #N/A |  |  |  | 0 |  |  | SLM |  |  | REM
| - | #N/A | #N/A | #N/A | Material Claiming | 0 |  |  | #N/A |  |  |  | 0 |  |  | SLM |  |  | REM
| - | #N/A | #N/A | #N/A | Material Claiming | 0 |  |  | #N/A |  |  |  | 0 |  |  | SLM |  |  | REM
| - | #N/A | #N/A | #N/A | Material Claiming | 0 |  |  | #N/A |  |  |  | 0 |  |  | SLM |  |  | REM
| - | #N/A | #N/A | #N/A | Material Claiming | 0 |  |  | #N/A |  |  |  | 0 |  |  | SLM |  |  | REM
| - | #N/A | #N/A | #N/A | Material Claiming | 0 |  |  | #N/A |  |  |  | 0 |  |  | SLM |  |  | REM
| - | #N/A | #N/A | #N/A | Material Claiming | 0 |  |  | #N/A |  |  |  | 0 |  |  | SLM |  |  | REM
| - | #N/A | #N/A | #N/A | Material Claiming | 0 |  |  | #N/A |  |  |  | 0 |  |  | SLM |  |  | REM
| - | #N/A | #N/A | #N/A | Material Claiming | 0 |  |  | #N/A |  |  |  | 0 |  |  | SLM |  |  | REM
| - | #N/A | #N/A | #N/A | Material Claiming | 0 |  |  | #N/A |  |  |  | 0 |  |  | SLM |  |  | REM
| - | #N/A | #N/A | #N/A | Material Claiming | 0 |  |  | #N/A |  |  |  | 0 |  |  | SLM |  |  | REM
| - | #N/A | #N/A | #N/A | Material Claiming | 0 |  |  | #N/A |  |  |  | 0 |  |  | SLM |  |  | REM
| - | #N/A | #N/A | #N/A | Material Claiming | 0 |  |  | #N/A |  |  |  | 0 |  |  | SLM |  |  | REM
| - | #N/A | #N/A | #N/A | Material Claiming | 0 |  |  | #N/A |  |  |  | 0 |  |  | SLM |  |  | REM
| - | #N/A | #N/A | #N/A | Material Claiming | 0 |  |  | #N/A |  |  |  | 0 |  |  | SLM |  |  | REM
| - | #N/A | #N/A | #N/A | Material Claiming | 0 |  |  | #N/A |  |  |  | 0 |  |  | SLM |  |  | REM
| - | #N/A | #N/A | #N/A | Material Claiming | 0 |  |  | #N/A |  |  |  | 0 |  |  | SLM |  |  | REM
| - | #N/A | #N/A | #N/A | Material Claiming | 0 |  |  | #N/A |  |  |  | 0 |  |  | SLM |  |  | REM
| - | #N/A | #N/A | #N/A | Material Claiming | 0 |  |  | #N/A |  |  |  | 0 |  |  | SLM |  |  | REM
| - | #N/A | #N/A | #N/A | Material Claiming | 0 |  |  | #N/A |  |  |  | 0 |  |  | SLM |  |  | REM
| - | #N/A | #N/A | #N/A | Material Claiming | 0 |  |  | #N/A |  |  |  | 0 |  |  | SLM |  |  | REM
| - | #N/A | #N/A | #N/A | Material Claiming | 0 |  |  | #N/A |  |  |  | 0 |  |  | SLM |  |  | REM
| - | #N/A | #N/A | #N/A | Material Claiming | 0 |  |  | #N/A |  |  |  | 0 |  |  | SLM |  |  | REM
| - | #N/A | #N/A | #N/A | Material Claiming | 0 |  |  | #N/A |  |  |  | 0 |  |  | SLM |  |  | REM
| - | #N/A | #N/A | #N/A | Material Claiming | 0 |  |  | #N/A |  |  |  | 0 |  |  | SLM |  |  | REM
| - | #N/A | #N/A | #N/A | Material Claiming | 0 |  |  | #N/A |  |  |  | 0 |  |  | SLM |  |  | REM
| - | #N/A | #N/A | #N/A | Material Claiming | 0 |  |  | #N/A |  |  |  | 0 |  |  | SLM |  |  | REM
| - | #N/A | #N/A | #N/A | Material Claiming | 0 |  |  | #N/A |  |  |  | 0 |  |  | SLM |  |  | REM
| - | #N/A | #N/A | #N/A | Material Claiming | 0 |  |  | #N/A |  |  |  | 0 |  |  | SLM |  |  | REM
| - | #N/A | #N/A | #N/A | Material Claiming | 0 |  |  | #N/A |  |  |  | 0 |  |  | SLM |  |  | REM
| - | #N/A | #N/A | #N/A | Material Claiming | 0 |  |  | #N/A |  |  |  | 0 |  |  | SLM |  |  | REM
| - | #N/A | #N/A | #N/A | Material Claiming | 0 |  |  | #N/A |  |  |  | 0 |  |  | SLM |  |  | REM
| - | #N/A | #N/A | #N/A | Material Claiming | 0 |  |  | #N/A |  |  |  | 0 |  |  | SLM |  |  | REM
| - | #N/A | #N/A | #N/A | Material Claiming | 0 |  |  | #N/A |  |  |  | 0 |  |  | SLM |  |  | REM
| - | #N/A | #N/A | #N/A | Material Claiming | 0 |  |  | #N/A |  |  |  | 0 |  |  | SLM |  |  | REM
| - | #N/A | #N/A | #N/A | Material Claiming | 0 |  |  | #N/A |  |  |  | 0 |  |  | SLM |  |  | REM
| - | #N/A | #N/A | #N/A | Material Claiming | 0 |  |  | #N/A |  |  |  | 0 |  |  | SLM |  |  | REM
| - | #N/A | #N/A | #N/A | Material Claiming | 0 |  |  | #N/A |  |  |  | 0 |  |  | SLM |  |  | REM
| - | #N/A | #N/A | #N/A | Material Claiming | 0 |  |  | #N/A |  |  |  | 0 |  |  | SLM |  |  | REM
| - | #N/A | #N/A | #N/A | Material Claiming | 0 |  |  | #N/A |  |  |  | 0 |  |  | SLM |  |  | REM
| - | #N/A | #N/A | #N/A | Material Claiming | 0 |  |  | #N/A |  |  |  | 0 |  |  | SLM |  |  | REM
| - | #N/A | #N/A | #N/A | Material Claiming | 0 |  |  | #N/A |  |  |  | 0 |  |  | SLM |  |  | REM
| - | #N/A | #N/A | #N/A | Material Claiming | 0 |  |  | #N/A |  |  |  | 0 |  |  | SLM |  |  | REM
| - | #N/A | #N/A | #N/A | Material Claiming | 0 |  |  | #N/A |  |  |  | 0 |  |  | SLM |  |  | REM
| - | #N/A | #N/A | #N/A | Material Claiming | 0 |  |  | #N/A |  |  |  | 0 |  |  | SLM |  |  | REM
| - | #N/A | #N/A | #N/A | Material Claiming | 0 |  |  | #N/A |  |  |  | 0 |  |  | SLM |  |  | REM
| - | #N/A | #N/A | #N/A | Material Claiming | 0 |  |  | #N/A |  |  |  | 0 |  |  | SLM |  |  | REM
| - | #N/A | #N/A | #N/A | Material Claiming | 0 |  |  | #N/A |  |  |  | 0 |  |  | SLM |  |  | REM
| - | #N/A | #N/A | #N/A | Material Claiming | 0 |  |  | #N/A |  |  |  | 0 |  |  | SLM |  |  | REM
| - | #N/A | #N/A | #N/A | Material Claiming | 0 |  |  | #N/A |  |  |  | 0 |  |  | SLM |  |  | REM
| - | #N/A | #N/A | #N/A | Material Claiming | 0 |  |  | #N/A |  |  |  | 0 |  |  | SLM |  |  | REM
| - | #N/A | #N/A | #N/A | Material Claiming | 0 |  |  | #N/A |  |  |  | 0 |  |  | SLM |  |  | REM
| - | #N/A | #N/A | #N/A | Material Claiming | 0 |  |  | #N/A |  |  |  | 0 |  |  | SLM |  |  | REM
| - | #N/A | #N/A | #N/A | Material Claiming | 0 |  |  | #N/A |  |  |  | 0 |  |  | SLM |  |  | REM
| - | #N/A | #N/A | #N/A | Material Claiming | 0 |  |  | #N/A |  |  |  | 0 |  |  | SLM |  |  | REM
| - | #N/A | #N/A | #N/A | Material Claiming | 0 |  |  | #N/A |  |  |  | 0 |  |  | SLM |  |  | REM
| - | #N/A | #N/A | #N/A | Material Claiming | 0 |  |  | #N/A |  |  |  | 0 |  |  | SLM |  |  | REM
| - | #N/A | #N/A | #N/A | Material Claiming | 0 |  |  | #N/A |  |  |  | 0 |  |  | SLM |  |  | REM
| - | #N/A | #N/A | #N/A | Material Claiming | 0 |  |  | #N/A |  |  |  | 0 |  |  | SLM |  |  | REM
| - | #N/A | #N/A | #N/A | Material Claiming | 0 |  |  | #N/A |  |  |  | 0 |  |  | SLM |  |  | REM
| - | #N/A | #N/A | #N/A | Material Claiming | 0 |  |  | #N/A |  |  |  | 0 |  |  | SLM |  |  | REM
| - | #N/A | #N/A | #N/A | Material Claiming | 0 |  |  | #N/A |  |  |  | 0 |  |  | SLM |  |  | REM
| - | #N/A | #N/A | #N/A | Material Claiming | 0 |  |  | #N/A |  |  |  | 0 |  |  | SLM |  |  | REM
| - | #N/A | #N/A | #N/A | Material Claiming | 0 |  |  | #N/A |  |  |  | 0 |  |  | SLM |  |  | REM
| - | #N/A | #N/A | #N/A | Material Claiming | 0 |  |  | #N/A |  |  |  | 0 |  |  | SLM |  |  | REM
| - | #N/A | #N/A | #N/A | Material Claiming | 0 |  |  | #N/A |  |  |  | 0 |  |  | SLM |  |  | REM
| - | #N/A | #N/A | #N/A | Material Claiming | 0 |  |  | #N/A |  |  |  | 0 |  |  | SLM |  |  | REM
| - | #N/A | #N/A | #N/A | Material Claiming | 0 |  |  | #N/A |  |  |  | 0 |  |  | SLM |  |  | REM
| - | #N/A | #N/A | #N/A | Material Claiming | 0 |  |  | #N/A |  |  |  | 0 |  |  | SLM |  |  | REM
| - | #N/A | #N/A | #N/A | Material Claiming | 0 |  |  | #N/A |  |  |  | 0 |  |  | SLM |  |  | REM
| - | #N/A | #N/A | #N/A | Material Claiming | 0 |  |  | #N/A |  |  |  | 0 |  |  | SLM |  |  | REM
| - | #N/A | #N/A | #N/A | Material Claiming | 0 |  |  | #N/A |  |  |  | 0 |  |  | SLM |  |  | REM
| - | #N/A | #N/A | #N/A | Material Claiming | 0 |  |  | #N/A |  |  |  | 0 |  |  | SLM |  |  | REM
| - | #N/A | #N/A | #N/A | Material Claiming | 0 |  |  | #N/A |  |  |  | 0 |  |  | SLM |  |  | REM
| - | #N/A | #N/A | #N/A | Material Claiming | 0 |  |  | #N/A |  |  |  | 0 |  |  | SLM |  |  | REM
| - | #N/A | #N/A | #N/A | Material Claiming | 0 |  |  | #N/A |  |  |  | 0 |  |  | SLM |  |  | REM
| - | #N/A | #N/A | #N/A | Material Claiming | 0 |  |  | #N/A |  |  |  | 0 |  |  | SLM |  |  | REM
| - | #N/A | #N/A | #N/A | Material Claiming | 0 |  |  | #N/A |  |  |  | 0 |  |  | SLM |  |  | REM
| - | #N/A | #N/A | #N/A | Material Claiming | 0 |  |  | #N/A |  |  |  | 0 |  |  | SLM |  |  | REM
| - | #N/A | #N/A | #N/A | Material Claiming | 0 |  |  | #N/A |  |  |  | 0 |  |  | SLM |  |  | REM
| - | #N/A | #N/A | #N/A | Material Claiming | 0 |  |  | #N/A |  |  |  | 0 |  |  | SLM |  |  | REM
| - | #N/A | #N/A | #N/A | Material Claiming | 0 |  |  | #N/A |  |  |  | 0 |  |  | SLM |  |  | REM
| - | #N/A | #N/A | #N/A | Material Claiming | 0 |  |  | #N/A |  |  |  | 0 |  |  | SLM |  |  | REM
| - | #N/A | #N/A | #N/A | Material Claiming | 0 |  |  | #N/A |  |  |  | 0 |  |  | SLM |  |  | REM
| - | #N/A | #N/A | #N/A | Material Claiming | 0 |  |  | #N/A |  |  |  | 0 |  |  | SLM |  |  | REM
| - | #N/A | #N/A | #N/A | Material Claiming | 0 |  |  | #N/A |  |  |  | 0 |  |  | SLM |  |  | REM
| - | #N/A | #N/A | #N/A | Material Claiming | 0 |  |  | #N/A |  |  |  | 0 |  |  | SLM |  |  | REM
| - | #N/A | #N/A | #N/A | Material Claiming | 0 |  |  | #N/A |  |  |  | 0 |  |  | SLM |  |  | REM
| - | #N/A | #N/A | #N/A | Material Claiming | 0 |  |  | #N/A |  |  |  | 0 |  |  | SLM |  |  | REM
| - | #N/A | #N/A | #N/A | Material Claiming | 0 |  |  | #N/A |  |  |  | 0 |  |  | SLM |  |  | REM
| - | #N/A | #N/A | #N/A | Material Claiming | 0 |  |  | #N/A |  |  |  | 0 |  |  | SLM |  |  | REM
| - | #N/A | #N/A | #N/A | Material Claiming | 0 |  |  | #N/A |  |  |  | 0 |  |  | SLM |  |  | REM
| - | #N/A | #N/A | #N/A | Material Claiming | 0 |  |  | #N/A |  |  |  | 0 |  |  | SLM |  |  | REM
| - | #N/A | #N/A | #N/A | Material Claiming | 0 |  |  | #N/A |  |  |  | 0 |  |  | SLM |  |  | REM
| - | #N/A | #N/A | #N/A | Material Claiming | 0 |  |  | #N/A |  |  |  | 0 |  |  | SLM |  |  | REM
| - | #N/A | #N/A | #N/A | Material Claiming | 0 |  |  | #N/A |  |  |  | 0 |  |  | SLM |  |  | REM
| - | #N/A | #N/A | #N/A | Material Claiming | 0 |  |  | #N/A |  |  |  | 0 |  |  | SLM |  |  | REM
| - | #N/A | #N/A | #N/A | Material Claiming | 0 |  |  | #N/A |  |  |  | 0 |  |  | SLM |  |  | REM
| - | #N/A | #N/A | #N/A | Material Claiming | 0 |  |  | #N/A |  |  |  | 0 |  |  | SLM |  |  | REM
| - | #N/A | #N/A | #N/A | Material Claiming | 0 |  |  | #N/A |  |  |  | 0 |  |  | SLM |  |  | REM
| - | #N/A | #N/A | #N/A | Material Claiming | 0 |  |  | #N/A |  |  |  | 0 |  |  | SLM |  |  | REM
| - | #N/A | #N/A | #N/A | Material Claiming | 0 |  |  | #N/A |  |  |  | 0 |  |  | SLM |  |  | REM
| - | #N/A | #N/A | #N/A | Material Claiming | 0 |  |  | #N/A |  |  |  | 0 |  |  | SLM |  |  | REM
| - | #N/A | #N/A | #N/A | Material Claiming | 0 |  |  | #N/A |  |  |  | 0 |  |  | SLM |  |  | REM
| - | #N/A | #N/A | #N/A | Material Claiming | 0 |  |  | #N/A |  |  |  | 0 |  |  | SLM |  |  | REM
| - | #N/A | #N/A | #N/A | Material Claiming | 0 |  |  | #N/A |  |  |  | 0 |  |  | SLM |  |  | REM
| - | #N/A | #N/A | #N/A | Material Claiming | 0 |  |  | #N/A |  |  |  | 0 |  |  | SLM |  |  | REM
| - | #N/A | #N/A | #N/A | Material Claiming | 0 |  |  | #N/A |  |  |  | 0 |  |  | SLM |  |  | REM
| - | #N/A | #N/A | #N/A | Material Claiming | 0 |  |  | #N/A |  |  |  | 0 |  |  | SLM |  |  | REM
| - | #N/A | #N/A | #N/A | Material Claiming | 0 |  |  | #N/A |  |  |  | 0 |  |  | SLM |  |  | REM
| - | #N/A | #N/A | #N/A | Material Claiming | 0 |  |  | #N/A |  |  |  | 0 |  |  | SLM |  |  | REM
| - | #N/A | #N/A | #N/A | Material Claiming | 0 |  |  | #N/A |  |  |  | 0 |  |  | SLM |  |  | REM
| - | #N/A | #N/A | #N/A | Material Claiming | 0 |  |  | #N/A |  |  |  | 0 |  |  | SLM |  |  | REM
| - | #N/A | #N/A | #N/A | Material Claiming | 0 |  |  | #N/A |  |  |  | 0 |  |  | SLM |  |  | REM
| - | #N/A | #N/A | #N/A | Material Claiming | 0 |  |  | #N/A |  |  |  | 0 |  |  | SLM |  |  | REM
| - | #N/A | #N/A | #N/A | Material Claiming | 0 |  |  | #N/A |  |  |  | 0 |  |  | SLM |  |  | REM
| - | #N/A | #N/A | #N/A | Material Claiming | 0 |  |  | #N/A |  |  |  | 0 |  |  | SLM |  |  | REM
| - | #N/A | #N/A | #N/A | Material Claiming | 0 |  |  | #N/A |  |  |  | 0 |  |  | SLM |  |  | REM
| - | #N/A | #N/A | #N/A | Material Claiming | 0 |  |  | #N/A |  |  |  | 0 |  |  | SLM |  |  | REM
| - | #N/A | #N/A | #N/A | Material Claiming | 0 |  |  | #N/A |  |  |  | 0 |  |  | SLM |  |  | REM
| - | #N/A | #N/A | #N/A | Material Claiming | 0 |  |  | #N/A |  |  |  | 0 |  |  | SLM |  |  | REM
| - | #N/A | #N/A | #N/A | Material Claiming | 0 |  |  | #N/A |  |  |  | 0 |  |  | SLM |  |  | REM
| - | #N/A | #N/A | #N/A | Material Claiming | 0 |  |  | #N/A |  |  |  | 0 |  |  | SLM |  |  | REM
| - | #N/A | #N/A | #N/A | Material Claiming | 0 |  |  | #N/A |  |  |  | 0 |  |  | SLM |  |  | REM
| - | #N/A | #N/A | #N/A | Material Claiming | 0 |  |  | #N/A |  |  |  | 0 |  |  | SLM |  |  | REM
| - | #N/A | #N/A | #N/A | Material Claiming | 0 |  |  | #N/A |  |  |  | 0 |  |  | SLM |  |  | REM
| - | #N/A | #N/A | #N/A | Material Claiming | 0 |  |  | #N/A |  |  |  | 0 |  |  | SLM |  |  | REM
| - | #N/A | #N/A | #N/A | Material Claiming | 0 |  |  | #N/A |  |  |  | 0 |  |  | SLM |  |  | REM
| - | #N/A | #N/A | #N/A | Material Claiming | 0 |  |  | #N/A |  |  |  | 0 |  |  | SLM |  |  | REM
| - | #N/A | #N/A | #N/A | Material Claiming | 0 |  |  | #N/A |  |  |  | 0 |  |  | SLM |  |  | REM
| - | #N/A | #N/A | #N/A | Material Claiming | 0 |  |  | #N/A |  |  |  | 0 |  |  | SLM |  |  | REM
| - | #N/A | #N/A | #N/A | Material Claiming | 0 |  |  | #N/A |  |  |  | 0 |  |  | SLM |  |  | REM
| - | #N/A | #N/A | #N/A | Material Claiming | 0 |  |  | #N/A |  |  |  | 0 |  |  | SLM |  |  | REM
| - | #N/A | #N/A | #N/A | Material Claiming | 0 |  |  | #N/A |  |  |  | 0 |  |  | SLM |  |  | REM
| - | #N/A | #N/A | #N/A | Material Claiming | 0 |  |  | #N/A |  |  |  | 0 |  |  | SLM |  |  | REM
| - | #N/A | #N/A | #N/A | Material Claiming | 0 |  |  | #N/A |  |  |  | 0 |  |  | SLM |  |  | REM
| - | #N/A | #N/A | #N/A | Material Claiming | 0 |  |  | #N/A |  |  |  | 0 |  |  | SLM |  |  | REM
| - | #N/A | #N/A | #N/A | Material Claiming | 0 |  |  | #N/A |  |  |  | 0 |  |  | SLM |  |  | REM
| - | #N/A | #N/A | #N/A | Material Claiming | 0 |  |  | #N/A |  |  |  | 0 |  |  | SLM |  |  | REM
| - | #N/A | #N/A | #N/A | Material Claiming | 0 |  |  | #N/A |  |  |  | 0 |  |  | SLM |  |  | REM
| - | #N/A | #N/A | #N/A | Material Claiming | 0 |  |  | #N/A |  |  |  | 0 |  |  | SLM |  |  | REM
| - | #N/A | #N/A | #N/A | Material Claiming | 0 |  |  | #N/A |  |  |  | 0 |  |  | SLM |  |  | REM
| - | #N/A | #N/A | #N/A | Material Claiming | 0 |  |  | #N/A |  |  |  | 0 |  |  | SLM |  |  | REM
| - | #N/A | #N/A | #N/A | Material Claiming | 0 |  |  | #N/A |  |  |  | 0 |  |  | SLM |  |  | REM
| - | #N/A | #N/A | #N/A | Material Claiming | 0 |  |  | #N/A |  |  |  | 0 |  |  | SLM |  |  | REM
| - | #N/A | #N/A | #N/A | Material Claiming | 0 |  |  | #N/A |  |  |  | 0 |  |  | SLM |  |  | REM
| - | #N/A | #N/A | #N/A | Material Claiming | 0 |  |  | #N/A |  |  |  | 0 |  |  | SLM |  |  | REM
| - | #N/A | #N/A | #N/A | Material Claiming | 0 |  |  | #N/A |  |  |  | 0 |  |  | SLM |  |  | REM
| - | #N/A | #N/A | #N/A | Material Claiming | 0 |  |  | #N/A |  |  |  | 0 |  |  | SLM |  |  | REM
| - | #N/A | #N/A | #N/A | Material Claiming | 0 |  |  | #N/A |  |  |  | 0 |  |  | SLM |  |  | REM
| - | #N/A | #N/A | #N/A | Material Claiming | 0 |  |  | #N/A |  |  |  | 0 |  |  | SLM |  |  | REM
| - | #N/A | #N/A | #N/A | Material Claiming | 0 |  |  | #N/A |  |  |  | 0 |  |  | SLM |  |  | REM
| - | #N/A | #N/A | #N/A | Material Claiming | 0 |  |  | #N/A |  |  |  | 0 |  |  | SLM |  |  | REM
| - | #N/A | #N/A | #N/A | Material Claiming | 0 |  |  | #N/A |  |  |  | 0 |  |  | SLM |  |  | REM
| - | #N/A | #N/A | #N/A | Material Claiming | 0 |  |  | #N/A |  |  |  | 0 |  |  | SLM |  |  | REM
| - | #N/A | #N/A | #N/A | Material Claiming | 0 |  |  | #N/A |  |  |  | 0 |  |  | SLM |  |  | REM
| - | #N/A | #N/A | #N/A | Material Claiming | 0 |  |  | #N/A |  |  |  | 0 |  |  | SLM |  |  | REM
| - | #N/A | #N/A | #N/A | Material Claiming | 0 |  |  | #N/A |  |  |  | 0 |  |  | SLM |  |  | REM
| - | #N/A | #N/A | #N/A | Material Claiming | 0 |  |  | #N/A |  |  |  | 0 |  |  | SLM |  |  | REM
| - | #N/A | #N/A | #N/A | Material Claiming | 0 |  |  | #N/A |  |  |  | 0 |  |  | SLM |  |  | REM
| - | #N/A | #N/A | #N/A | Material Claiming | 0 |  |  | #N/A |  |  |  | 0 |  |  | SLM |  |  | REM
| - | #N/A | #N/A | #N/A | Material Claiming | 0 |  |  | #N/A |  |  |  | 0 |  |  | SLM |  |  | REM
| - | #N/A | #N/A | #N/A | Material Claiming | 0 |  |  | #N/A |  |  |  | 0 |  |  | SLM |  |  | REM
| - | #N/A | #N/A | #N/A | Material Claiming | 0 |  |  | #N/A |  |  |  | 0 |  |  | SLM |  |  | REM
| - | #N/A | #N/A | #N/A | Material Claiming | 0 |  |  | #N/A |  |  |  | 0 |  |  | SLM |  |  | REM
| - | #N/A | #N/A | #N/A | Material Claiming | 0 |  |  | #N/A |  |  |  | 0 |  |  | SLM |  |  | REM
| - | #N/A | #N/A | #N/A | Material Claiming | 0 |  |  | #N/A |  |  |  | 0 |  |  | SLM |  |  | REM
| - | #N/A | #N/A | #N/A | Material Claiming | 0 |  |  | #N/A |  |  |  | 0 |  |  | SLM |  |  | REM
| - | #N/A | #N/A | #N/A | Material Claiming | 0 |  |  | #N/A |  |  |  | 0 |  |  | SLM |  |  | REM
| - | #N/A | #N/A | #N/A | Material Claiming | 0 |  |  | #N/A |  |  |  | 0 |  |  | SLM |  |  | REM
| - | #N/A | #N/A | #N/A | Material Claiming | 0 |  |  | #N/A |  |  |  | 0 |  |  | SLM |  |  | REM
| - | #N/A | #N/A | #N/A | Material Claiming | 0 |  |  | #N/A |  |  |  | 0 |  |  | SLM |  |  | REM
| - | #N/A | #N/A | #N/A | Material Claiming | 0 |  |  | #N/A |  |  |  | 0 |  |  | SLM |  |  | REM
| - | #N/A | #N/A | #N/A | Material Claiming | 0 |  |  | #N/A |  |  |  | 0 |  |  | SLM |  |  | REM
| - | #N/A | #N/A | #N/A | Material Claiming | 0 |  |  | #N/A |  |  |  | 0 |  |  | SLM |  |  | REM
| - | #N/A | #N/A | #N/A | Material Claiming | 0 |  |  | #N/A |  |  |  | 0 |  |  | SLM |  |  | REM
| - | #N/A | #N/A | #N/A | Material Claiming | 0 |  |  | #N/A |  |  |  | 0 |  |  | SLM |  |  | REM
| - | #N/A | #N/A | #N/A | Material Claiming | 0 |  |  | #N/A |  |  |  | 0 |  |  | SLM |  |  | REM
| - | #N/A | #N/A | #N/A | Material Claiming | 0 |  |  | #N/A |  |  |  | 0 |  |  | SLM |  |  | REM
| - | #N/A | #N/A | #N/A | Material Claiming | 0 |  |  | #N/A |  |  |  | 0 |  |  | SLM |  |  | REM
| - | #N/A | #N/A | #N/A | Material Claiming | 0 |  |  | #N/A |  |  |  | 0 |  |  | SLM |  |  | REM
| - | #N/A | #N/A | #N/A | Material Claiming | 0 |  |  | #N/A |  |  |  | 0 |  |  | SLM |  |  | REM
| - | #N/A | #N/A | #N/A | Material Claiming | 0 |  |  | #N/A |  |  |  | 0 |  |  | SLM |  |  | REM
| - | #N/A | #N/A | #N/A | Material Claiming | 0 |  |  | #N/A |  |  |  | 0 |  |  | SLM |  |  | REM
| - | #N/A | #N/A | #N/A | Material Claiming | 0 |  |  | #N/A |  |  |  | 0 |  |  | SLM |  |  | REM
| - | #N/A | #N/A | #N/A | Material Claiming | 0 |  |  | #N/A |  |  |  | 0 |  |  | SLM |  |  | REM
| - | #N/A | #N/A | #N/A | Material Claiming | 0 |  |  | #N/A |  |  |  | 0 |  |  | SLM |  |  | REM
| - | #N/A | #N/A | #N/A | Material Claiming | 0 |  |  | #N/A |  |  |  | 0 |  |  | SLM |  |  | REM
| - | #N/A | #N/A | #N/A | Material Claiming | 0 |  |  | #N/A |  |  |  | 0 |  |  | SLM |  |  | REM
| - | #N/A | #N/A | #N/A | Material Claiming | 0 |  |  | #N/A |  |  |  | 0 |  |  | SLM |  |  | REM
| - | #N/A | #N/A | #N/A | Material Claiming | 0 |  |  | #N/A |  |  |  | 0 |  |  | SLM |  |  | REM
| - | #N/A | #N/A | #N/A | Material Claiming | 0 |  |  | #N/A |  |  |  | 0 |  |  | SLM |  |  | REM
| - | #N/A | #N/A | #N/A | Material Claiming | 0 |  |  | #N/A |  |  |  | 0 |  |  | SLM |  |  | REM
| - | #N/A | #N/A | #N/A | Material Claiming | 0 |  |  | #N/A |  |  |  | 0 |  |  | SLM |  |  | REM
| - | #N/A | #N/A | #N/A | Material Claiming | 0 |  |  | #N/A |  |  |  | 0 |  |  | SLM |  |  | REM
| - | #N/A | #N/A | #N/A | Material Claiming | 0 |  |  | #N/A |  |  |  | 0 |  |  | SLM |  |  | REM
| - | #N/A | #N/A | #N/A | Material Claiming | 0 |  |  | #N/A |  |  |  | 0 |  |  | SLM |  |  | REM
| - | #N/A | #N/A | #N/A | Material Claiming | 0 |  |  | #N/A |  |  |  | 0 |  |  | SLM |  |  | REM
| - | #N/A | #N/A | #N/A | Material Claiming | 0 |  |  | #N/A |  |  |  | 0 |  |  | SLM |  |  | REM
| - | #N/A | #N/A | #N/A | Material Claiming | 0 |  |  | #N/A |  |  |  | 0 |  |  | SLM |  |  | REM
| - | #N/A | #N/A | #N/A | Material Claiming | 0 |  |  | #N/A |  |  |  | 0 |  |  | SLM |  |  | REM
| - | #N/A | #N/A | #N/A | Material Claiming | 0 |  |  | #N/A |  |  |  | 0 |  |  | SLM |  |  | REM
| - | #N/A | #N/A | #N/A | Material Claiming | 0 |  |  | #N/A |  |  |  | 0 |  |  | SLM |  |  | REM
| - | #N/A | #N/A | #N/A | Material Claiming | 0 |  |  | #N/A |  |  |  | 0 |  |  | SLM |  |  | REM
| - | #N/A | #N/A | #N/A | Material Claiming | 0 |  |  | #N/A |  |  |  | 0 |  |  | SLM |  |  | REM
| - | #N/A | #N/A | #N/A | Material Claiming | 0 |  |  | #N/A |  |  |  | 0 |  |  | SLM |  |  | REM
| - | #N/A | #N/A | #N/A | Material Claiming | 0 |  |  | #N/A |  |  |  | 0 |  |  | SLM |  |  | REM
| - | #N/A | #N/A | #N/A | Material Claiming | 0 |  |  | #N/A |  |  |  | 0 |  |  | SLM |  |  | REM
| - | #N/A | #N/A | #N/A | Material Claiming | 0 |  |  | #N/A |  |  |  | 0 |  |  | SLM |  |  | REM
| - | #N/A | #N/A | #N/A | Material Claiming | 0 |  |  | #N/A |  |  |  | 0 |  |  | SLM |  |  | REM
| - | #N/A | #N/A | #N/A | Material Claiming | 0 |  |  | #N/A |  |  |  | 0 |  |  | SLM |  |  | REM
| - | #N/A | #N/A | #N/A | Material Claiming | 0 |  |  | #N/A |  |  |  | 0 |  |  | SLM |  |  | REM
| - | #N/A | #N/A | #N/A | Material Claiming | 0 |  |  | #N/A |  |  |  | 0 |  |  | SLM |  |  | REM
| - | #N/A | #N/A | #N/A | Material Claiming | 0 |  |  | #N/A |  |  |  | 0 |  |  | SLM |  |  | REM
| - | #N/A | #N/A | #N/A | Material Claiming | 0 |  |  | #N/A |  |  |  | 0 |  |  | SLM |  |  | REM
| - | #N/A | #N/A | #N/A | Material Claiming | 0 |  |  | #N/A |  |  |  | 0 |  |  | SLM |  |  | REM
| - | #N/A | #N/A | #N/A | Material Claiming | 0 |  |  | #N/A |  |  |  | 0 |  |  | SLM |  |  | REM
| - | #N/A | #N/A | #N/A | Material Claiming | 0 |  |  | #N/A |  |  |  | 0 |  |  | SLM |  |  | REM
| - | #N/A | #N/A | #N/A | Material Claiming | 0 |  |  | #N/A |  |  |  | 0 |  |  | SLM |  |  | REM
| - | #N/A | #N/A | #N/A | Material Claiming | 0 |  |  | #N/A |  |  |  | 0 |  |  | SLM |  |  | REM
| - | #N/A | #N/A | #N/A | Material Claiming | 0 |  |  | #N/A |  |  |  | 0 |  |  | SLM |  |  | REM
| - | #N/A | #N/A | #N/A | Material Claiming | 0 |  |  | #N/A |  |  |  | 0 |  |  | SLM |  |  | REM
| - | #N/A | #N/A | #N/A | Material Claiming | 0 |  |  | #N/A |  |  |  | 0 |  |  | SLM |  |  | REM
| - | #N/A | #N/A | #N/A | Material Claiming | 0 |  |  | #N/A |  |  |  | 0 |  |  | SLM |  |  | REM
| - | #N/A | #N/A | #N/A | Material Claiming | 0 |  |  | #N/A |  |  |  | 0 |  |  | SLM |  |  | REM
| - | #N/A | #N/A | #N/A | Material Claiming | 0 |  |  | #N/A |  |  |  | 0 |  |  | SLM |  |  | REM
| - | #N/A | #N/A | #N/A | Material Claiming | 0 |  |  | #N/A |  |  |  | 0 |  |  | SLM |  |  | REM
| - | #N/A | #N/A | #N/A | Material Claiming | 0 |  |  | #N/A |  |  |  | 0 |  |  | SLM |  |  | REM
| - | #N/A | #N/A | #N/A | Material Claiming | 0 |  |  | #N/A |  |  |  | 0 |  |  | SLM |  |  | REM
| - | #N/A | #N/A | #N/A | Material Claiming | 0 |  |  | #N/A |  |  |  | 0 |  |  | SLM |  |  | REM
| - | #N/A | #N/A | #N/A | Material Claiming | 0 |  |  | #N/A |  |  |  | 0 |  |  | SLM |  |  | REM
| - | #N/A | #N/A | #N/A | Material Claiming | 0 |  |  | #N/A |  |  |  | 0 |  |  | SLM |  |  | REM
| - | #N/A | #N/A | #N/A | Material Claiming | 0 |  |  | #N/A |  |  |  | 0 |  |  | SLM |  |  | REM
| - | #N/A | #N/A | #N/A | Material Claiming | 0 |  |  | #N/A |  |  |  | 0 |  |  | SLM |  |  | REM
| - | #N/A | #N/A | #N/A | Material Claiming | 0 |  |  | #N/A |  |  |  | 0 |  |  | SLM |  |  | REM
| - | #N/A | #N/A | #N/A | Material Claiming | 0 |  |  | #N/A |  |  |  | 0 |  |  | SLM |  |  | REM
| - | #N/A | #N/A | #N/A | Material Claiming | 0 |  |  | #N/A |  |  |  | 0 |  |  | SLM |  |  | REM
| - | #N/A | #N/A | #N/A | Material Claiming | 0 |  |  | #N/A |  |  |  | 0 |  |  | SLM |  |  | REM
| - | #N/A | #N/A | #N/A | Material Claiming | 0 |  |  | #N/A |  |  |  | 0 |  |  | SLM |  |  | REM
| - | #N/A | #N/A | #N/A | Material Claiming | 0 |  |  | #N/A |  |  |  | 0 |  |  | SLM |  |  | REM
| - | #N/A | #N/A | #N/A | Material Claiming | 0 |  |  | #N/A |  |  |  | 0 |  |  | SLM |  |  | REM
| - | #N/A | #N/A | #N/A | Material Claiming | 0 |  |  | #N/A |  |  |  | 0 |  |  | SLM |  |  | REM
| - | #N/A | #N/A | #N/A | Material Claiming | 0 |  |  | #N/A |  |  |  | 0 |  |  | SLM |  |  | REM
| - | #N/A | #N/A | #N/A | Material Claiming | 0 |  |  | #N/A |  |  |  | 0 |  |  | SLM |  |  | REM
| - | #N/A | #N/A | #N/A | Material Claiming | 0 |  |  | #N/A |  |  |  | 0 |  |  | SLM |  |  | REM
| - | #N/A | #N/A | #N/A | Material Claiming | 0 |  |  | #N/A |  |  |  | 0 |  |  | SLM |  |  | REM
| - | #N/A | #N/A | #N/A | Material Claiming | 0 |  |  | #N/A |  |  |  | 0 |  |  | SLM |  |  | REM
| - | #N/A | #N/A | #N/A | Material Claiming | 0 |  |  | #N/A |  |  |  | 0 |  |  | SLM |  |  | REM
| - | #N/A | #N/A | #N/A | Material Claiming | 0 |  |  | #N/A |  |  |  | 0 |  |  | SLM |  |  | REM
| - | #N/A | #N/A | #N/A | Material Claiming | 0 |  |  | #N/A |  |  |  | 0 |  |  | SLM |  |  | REM
| - | #N/A | #N/A | #N/A | Material Claiming | 0 |  |  | #N/A |  |  |  | 0 |  |  | SLM |  |  | REM
| - | #N/A | #N/A | #N/A | Material Claiming | 0 |  |  | #N/A |  |  |  | 0 |  |  | SLM |  |  | REM
| - | #N/A | #N/A | #N/A | Material Claiming | 0 |  |  | #N/A |  |  |  | 0 |  |  | SLM |  |  | REM
| - | #N/A | #N/A | #N/A | Material Claiming | 0 |  |  | #N/A |  |  |  | 0 |  |  | SLM |  |  | REM
| - | #N/A | #N/A | #N/A | Material Claiming | 0 |  |  | #N/A |  |  |  | 0 |  |  | SLM |  |  | REM
| - | #N/A | #N/A | #N/A | Material Claiming | 0 |  |  | #N/A |  |  |  | 0 |  |  | SLM |  |  | REM
| - | #N/A | #N/A | #N/A | Material Claiming | 0 |  |  | #N/A |  |  |  | 0 |  |  | SLM |  |  | REM
| - | #N/A | #N/A | #N/A | Material Claiming | 0 |  |  | #N/A |  |  |  | 0 |  |  | SLM |  |  | REM
| - | #N/A | #N/A | #N/A | Material Claiming | 0 |  |  | #N/A |  |  |  | 0 |  |  | SLM |  |  | REM
| - | #N/A | #N/A | #N/A | Material Claiming | 0 |  |  | #N/A |  |  |  | 0 |  |  | SLM |  |  | REM
| - | #N/A | #N/A | #N/A | Material Claiming | 0 |  |  | #N/A |  |  |  | 0 |  |  | SLM |  |  | REM
| - | #N/A | #N/A | #N/A | Material Claiming | 0 |  |  | #N/A |  |  |  | 0 |  |  | SLM |  |  | REM
| - | #N/A | #N/A | #N/A | Material Claiming | 0 |  |  | #N/A |  |  |  | 0 |  |  | SLM |  |  | REM
| - | #N/A | #N/A | #N/A | Material Claiming | 0 |  |  | #N/A |  |  |  | 0 |  |  | SLM |  |  | REM
| - | #N/A | #N/A | #N/A | Material Claiming | 0 |  |  | #N/A |  |  |  | 0 |  |  | SLM |  |  | REM
| - | #N/A | #N/A | #N/A | Material Claiming | 0 |  |  | #N/A |  |  |  | 0 |  |  | SLM |  |  | REM
| - | #N/A | #N/A | #N/A | Material Claiming | 0 |  |  | #N/A |  |  |  | 0 |  |  | SLM |  |  | REM
| - | #N/A | #N/A | #N/A | Material Claiming | 0 |  |  | #N/A |  |  |  | 0 |  |  | SLM |  |  | REM
| - | #N/A | #N/A | #N/A | Material Claiming | 0 |  |  | #N/A |  |  |  | 0 |  |  | SLM |  |  | REM
| - | #N/A | #N/A | #N/A | Material Claiming | 0 |  |  | #N/A |  |  |  | 0 |  |  | SLM |  |  | REM
| - | #N/A | #N/A | #N/A | Material Claiming | 0 |  |  | #N/A |  |  |  | 0 |  |  | SLM |  |  | REM
| - | #N/A | #N/A | #N/A | Material Claiming | 0 |  |  | #N/A |  |  |  | 0 |  |  | SLM |  |  | REM
| - | #N/A | #N/A | #N/A | Material Claiming | 0 |  |  | #N/A |  |  |  | 0 |  |  | SLM |  |  | REM
| - | #N/A | #N/A | #N/A | Material Claiming | 0 |  |  | #N/A |  |  |  | 0 |  |  | SLM |  |  | REM
| - | #N/A | #N/A | #N/A | Material Claiming | 0 |  |  | #N/A |  |  |  | 0 |  |  | SLM |  |  | REM
| - | #N/A | #N/A | #N/A | Material Claiming | 0 |  |  | #N/A |  |  |  | 0 |  |  | SLM |  |  | REM
| - | #N/A | #N/A | #N/A | Material Claiming | 0 |  |  | #N/A |  |  |  | 0 |  |  | SLM |  |  | REM
| - | #N/A | #N/A | #N/A | Material Claiming | 0 |  |  | #N/A |  |  |  | 0 |  |  | SLM |  |  | REM
| - | #N/A | #N/A | #N/A | Material Claiming | 0 |  |  | #N/A |  |  |  | 0 |  |  | SLM |  |  | REM
| - | #N/A | #N/A | #N/A | Material Claiming | 0 |  |  | #N/A |  |  |  | 0 |  |  | SLM |  |  | REM
| - | #N/A | #N/A | #N/A | Material Claiming | 0 |  |  | #N/A |  |  |  | 0 |  |  | SLM |  |  | REM
| - | #N/A | #N/A | #N/A | Material Claiming | 0 |  |  | #N/A |  |  |  | 0 |  |  | SLM |  |  | REM
| - | #N/A | #N/A | #N/A | Material Claiming | 0 |  |  | #N/A |  |  |  | 0 |  |  | SLM |  |  | REM
| - | #N/A | #N/A | #N/A | Material Claiming | 0 |  |  | #N/A |  |  |  | 0 |  |  | SLM |  |  | REM
| - | #N/A | #N/A | #N/A | Material Claiming | 0 |  |  | #N/A |  |  |  | 0 |  |  | SLM |  |  | REM
| - | #N/A | #N/A | #N/A | Material Claiming | 0 |  |  | #N/A |  |  |  | 0 |  |  | SLM |  |  | REM
| - | #N/A | #N/A | #N/A | Material Claiming | 0 |  |  | #N/A |  |  |  | 0 |  |  | SLM |  |  | REM
| - | #N/A | #N/A | #N/A | Material Claiming | 0 |  |  | #N/A |  |  |  | 0 |  |  | SLM |  |  | REM
| - | #N/A | #N/A | #N/A | Material Claiming | 0 |  |  | #N/A |  |  |  | 0 |  |  | SLM |  |  | REM
| - | #N/A | #N/A | #N/A | Material Claiming | 0 |  |  | #N/A |  |  |  | 0 |  |  | SLM |  |  | REM
| - | #N/A | #N/A | #N/A | Material Claiming | 0 |  |  | #N/A |  |  |  | 0 |  |  | SLM |  |  | REM
| - | #N/A | #N/A | #N/A | Material Claiming | 0 |  |  | #N/A |  |  |  | 0 |  |  | SLM |  |  | REM
| - | #N/A | #N/A | #N/A | Material Claiming | 0 |  |  | #N/A |  |  |  | 0 |  |  | SLM |  |  | REM
| - | #N/A | #N/A | #N/A | Material Claiming | 0 |  |  | #N/A |  |  |  | 0 |  |  | SLM |  |  | REM
| - | #N/A | #N/A | #N/A | Material Claiming | 0 |  |  | #N/A |  |  |  | 0 |  |  | SLM |  |  | REM
| - | #N/A | #N/A | #N/A | Material Claiming | 0 |  |  | #N/A |  |  |  | 0 |  |  | SLM |  |  | REM
| - | #N/A | #N/A | #N/A | Material Claiming | 0 |  |  | #N/A |  |  |  | 0 |  |  | SLM |  |  | REM
| - | #N/A | #N/A | #N/A | Material Claiming | 0 |  |  | #N/A |  |  |  | 0 |  |  | SLM |  |  | REM
| - | #N/A | #N/A | #N/A | Material Claiming | 0 |  |  | #N/A |  |  |  | 0 |  |  | SLM |  |  | REM
| - | #N/A | #N/A | #N/A | Material Claiming | 0 |  |  | #N/A |  |  |  | 0 |  |  | SLM |  |  | REM
| - | #N/A | #N/A | #N/A | Material Claiming | 0 |  |  | #N/A |  |  |  | 0 |  |  | SLM |  |  | REM
| - | #N/A | #N/A | #N/A | Material Claiming | 0 |  |  | #N/A |  |  |  | 0 |  |  | SLM |  |  | REM
| - | #N/A | #N/A | #N/A | Material Claiming | 0 |  |  | #N/A |  |  |  | 0 |  |  | SLM |  |  | REM
| - | #N/A | #N/A | #N/A | Material Claiming | 0 |  |  | #N/A |  |  |  | 0 |  |  | SLM |  |  | REM
| - | #N/A | #N/A | #N/A | Material Claiming | 0 |  |  | #N/A |  |  |  | 0 |  |  | SLM |  |  | REM
| - | #N/A | #N/A | #N/A | Material Claiming | 0 |  |  | #N/A |  |  |  | 0 |  |  | SLM |  |  | REM
| - | #N/A | #N/A | #N/A | Material Claiming | 0 |  |  | #N/A |  |  |  | 0 |  |  | SLM |  |  | REM
| - | #N/A | #N/A | #N/A | Material Claiming | 0 |  |  | #N/A |  |  |  | 0 |  |  | SLM |  |  | REM
| - | #N/A | #N/A | #N/A | Material Claiming | 0 |  |  | #N/A |  |  |  | 0 |  |  | SLM |  |  | REM
| - | #N/A | #N/A | #N/A | Material Claiming | 0 |  |  | #N/A |  |  |  | 0 |  |  | SLM |  |  | REM
| - | #N/A | #N/A | #N/A | Material Claiming | 0 |  |  | #N/A |  |  |  | 0 |  |  | SLM |  |  | REM
| - | #N/A | #N/A | #N/A | Material Claiming | 0 |  |  | #N/A |  |  |  | 0 |  |  | SLM |  |  | REM
| - | #N/A | #N/A | #N/A | Material Claiming | 0 |  |  | #N/A |  |  |  | 0 |  |  | SLM |  |  | REM
| - | #N/A | #N/A | #N/A | Material Claiming | 0 |  |  | #N/A |  |  |  | 0 |  |  | SLM |  |  | REM
| - | #N/A | #N/A | #N/A | Material Claiming | 0 |  |  | #N/A |  |  |  | 0 |  |  | SLM |  |  | REM
| - | #N/A | #N/A | #N/A | Material Claiming | 0 |  |  | #N/A |  |  |  | 0 |  |  | SLM |  |  | REM
| - | #N/A | #N/A | #N/A | Material Claiming | 0 |  |  | #N/A |  |  |  | 0 |  |  | SLM |  |  | REM
| - | #N/A | #N/A | #N/A | Material Claiming | 0 |  |  | #N/A |  |  |  | 0 |  |  | SLM |  |  | REM
| - | #N/A | #N/A | #N/A | Material Claiming | 0 |  |  | #N/A |  |  |  | 0 |  |  | SLM |  |  | REM
| - | #N/A | #N/A | #N/A | Material Claiming | 0 |  |  | #N/A |  |  |  | 0 |  |  | SLM |  |  | REM
| - | #N/A | #N/A | #N/A | Material Claiming | 0 |  |  | #N/A |  |  |  | 0 |  |  | SLM |  |  | REM
| - | #N/A | #N/A | #N/A | Material Claiming | 0 |  |  | #N/A |  |  |  | 0 |  |  | SLM |  |  | REM
| - | #N/A | #N/A | #N/A | Material Claiming | 0 |  |  | #N/A |  |  |  | 0 |  |  | SLM |  |  | REM
| - | #N/A | #N/A | #N/A | Material Claiming | 0 |  |  | #N/A |  |  |  | 0 |  |  | SLM |  |  | REM
| - | #N/A | #N/A | #N/A | Material Claiming | 0 |  |  | #N/A |  |  |  | 0 |  |  | SLM |  |  | REM
| - | #N/A | #N/A | #N/A | Material Claiming | 0 |  |  | #N/A |  |  |  | 0 |  |  | SLM |  |  | REM
| - | #N/A | #N/A | #N/A | Material Claiming | 0 |  |  | #N/A |  |  |  | 0 |  |  | SLM |  |  | REM
| - | #N/A | #N/A | #N/A | Material Claiming | 0 |  |  | #N/A |  |  |  | 0 |  |  | SLM |  |  | REM
| - | #N/A | #N/A | #N/A | Material Claiming | 0 |  |  | #N/A |  |  |  | 0 |  |  | SLM |  |  | REM
| - | #N/A | #N/A | #N/A | Material Claiming | 0 |  |  | #N/A |  |  |  | 0 |  |  | SLM |  |  | REM
| - | #N/A | #N/A | #N/A | Material Claiming | 0 |  |  | #N/A |  |  |  | 0 |  |  | SLM |  |  | REM
| - | #N/A | #N/A | #N/A | Material Claiming | 0 |  |  | #N/A |  |  |  | 0 |  |  | SLM |  |  | REM
| - | #N/A | #N/A | #N/A | Material Claiming | 0 |  |  | #N/A |  |  |  | 0 |  |  | SLM |  |  | REM
| - | #N/A | #N/A | #N/A | Material Claiming | 0 |  |  | #N/A |  |  |  | 0 |  |  | SLM |  |  | REM
| - | #N/A | #N/A | #N/A | Material Claiming | 0 |  |  | #N/A |  |  |  | 0 |  |  | SLM |  |  | REM
| - | #N/A | #N/A | #N/A | Material Claiming | 0 |  |  | #N/A |  |  |  | 0 |  |  | SLM |  |  | REM
| - | #N/A | #N/A | #N/A | Material Claiming | 0 |  |  | #N/A |  |  |  | 0 |  |  | SLM |  |  | REM
| - | #N/A | #N/A | #N/A | Material Claiming | 0 |  |  | #N/A |  |  |  | 0 |  |  | SLM |  |  | REM
| - | #N/A | #N/A | #N/A | Material Claiming | 0 |  |  | #N/A |  |  |  | 0 |  |  | SLM |  |  | REM
| - | #N/A | #N/A | #N/A | Material Claiming | 0 |  |  | #N/A |  |  |  | 0 |  |  | SLM |  |  | REM
| - | #N/A | #N/A | #N/A | Material Claiming | 0 |  |  | #N/A |  |  |  | 0 |  |  | SLM |  |  | REM
| - | #N/A | #N/A | #N/A | Material Claiming | 0 |  |  | #N/A |  |  |  | 0 |  |  | SLM |  |  | REM
| - | #N/A | #N/A | #N/A | Material Claiming | 0 |  |  | #N/A |  |  |  | 0 |  |  | SLM |  |  | REM
| - | #N/A | #N/A | #N/A | Material Claiming | 0 |  |  | #N/A |  |  |  | 0 |  |  | SLM |  |  | REM
| - | #N/A | #N/A | #N/A | Material Claiming | 0 |  |  | #N/A |  |  |  | 0 |  |  | SLM |  |  | REM
| - | #N/A | #N/A | #N/A | Material Claiming | 0 |  |  | #N/A |  |  |  | 0 |  |  | SLM |  |  | REM
| - | #N/A | #N/A | #N/A | Material Claiming | 0 |  |  | #N/A |  |  |  | 0 |  |  | SLM |  |  | REM
| - | #N/A | #N/A | #N/A | Material Claiming | 0 |  |  | #N/A |  |  |  | 0 |  |  | SLM |  |  | REM
| - | #N/A | #N/A | #N/A | Material Claiming | 0 |  |  | #N/A |  |  |  | 0 |  |  | SLM |  |  | REM
| - | #N/A | #N/A | #N/A | Material Claiming | 0 |  |  | #N/A |  |  |  | 0 |  |  | SLM |  |  | REM
| - | #N/A | #N/A | #N/A | Material Claiming | 0 |  |  | #N/A |  |  |  | 0 |  |  | SLM |  |  | REM
| - | #N/A | #N/A | #N/A | Material Claiming | 0 |  |  | #N/A |  |  |  | 0 |  |  | SLM |  |  | REM
| - | #N/A | #N/A | #N/A | Material Claiming | 0 |  |  | #N/A |  |  |  | 0 |  |  | SLM |  |  | REM
| - | #N/A | #N/A | #N/A | Material Claiming | 0 |  |  | #N/A |  |  |  | 0 |  |  | SLM |  |  | REM
| - | #N/A | #N/A | #N/A | Material Claiming | 0 |  |  | #N/A |  |  |  | 0 |  |  | SLM |  |  | REM
| - | #N/A | #N/A | #N/A | Material Claiming | 0 |  |  | #N/A |  |  |  | 0 |  |  | SLM |  |  | REM
| - | #N/A | #N/A | #N/A | Material Claiming | 0 |  |  | #N/A |  |  |  | 0 |  |  | SLM |  |  | REM
| - | #N/A | #N/A | #N/A | Material Claiming | 0 |  |  | #N/A |  |  |  | 0 |  |  | SLM |  |  | REM
| - | #N/A | #N/A | #N/A | Material Claiming | 0 |  |  | #N/A |  |  |  | 0 |  |  | SLM |  |  | REM
| - | #N/A | #N/A | #N/A | Material Claiming | 0 |  |  | #N/A |  |  |  | 0 |  |  | SLM |  |  | REM
| - | #N/A | #N/A | #N/A | Material Claiming | 0 |  |  | #N/A |  |  |  | 0 |  |  | SLM |  |  | REM
| - | #N/A | #N/A | #N/A | Material Claiming | 0 |  |  | #N/A |  |  |  | 0 |  |  | SLM |  |  | REM
| - | #N/A | #N/A | #N/A | Material Claiming | 0 |  |  | #N/A |  |  |  | 0 |  |  | SLM |  |  | REM
| - | #N/A | #N/A | #N/A | Material Claiming | 0 |  |  | #N/A |  |  |  | 0 |  |  | SLM |  |  | REM
| - | #N/A | #N/A | #N/A | Material Claiming | 0 |  |  | #N/A |  |  |  | 0 |  |  | SLM |  |  | REM
| - | #N/A | #N/A | #N/A | Material Claiming | 0 |  |  | #N/A |  |  |  | 0 |  |  | SLM |  |  | REM
| - | #N/A | #N/A | #N/A | Material Claiming | 0 |  |  | #N/A |  |  |  | 0 |  |  | SLM |  |  | REM
| - | #N/A | #N/A | #N/A | Material Claiming | 0 |  |  | #N/A |  |  |  | 0 |  |  | SLM |  |  | REM
| - | #N/A | #N/A | #N/A | Material Claiming | 0 |  |  | #N/A |  |  |  | 0 |  |  | SLM |  |  | REM
| - | #N/A | #N/A | #N/A | Material Claiming | 0 |  |  | #N/A |  |  |  | 0 |  |  | SLM |  |  | REM
| - | #N/A | #N/A | #N/A | Material Claiming | 0 |  |  | #N/A |  |  |  | 0 |  |  | SLM |  |  | REM
| - | #N/A | #N/A | #N/A | Material Claiming | 0 |  |  | #N/A |  |  |  | 0 |  |  | SLM |  |  | REM
| - | #N/A | #N/A | #N/A | Material Claiming | 0 |  |  | #N/A |  |  |  | 0 |  |  | SLM |  |  | REM
| - | #N/A | #N/A | #N/A | Material Claiming | 0 |  |  | #N/A |  |  |  | 0 |  |  | SLM |  |  | REM
| - | #N/A | #N/A | #N/A | Material Claiming | 0 |  |  | #N/A |  |  |  | 0 |  |  | SLM |  |  | REM
| - | #N/A | #N/A | #N/A | Material Claiming | 0 |  |  | #N/A |  |  |  | 0 |  |  | SLM |  |  | REM
| - | #N/A | #N/A | #N/A | Material Claiming | 0 |  |  | #N/A |  |  |  | 0 |  |  | SLM |  |  | REM
| - | #N/A | #N/A | #N/A | Material Claiming | 0 |  |  | #N/A |  |  |  | 0 |  |  | SLM |  |  | REM
| - | #N/A | #N/A | #N/A | Material Claiming | 0 |  |  | #N/A |  |  |  | 0 |  |  | SLM |  |  | REM
| - | #N/A | #N/A | #N/A | Material Claiming | 0 |  |  | #N/A |  |  |  | 0 |  |  | SLM |  |  | REM
| - | #N/A | #N/A | #N/A | Material Claiming | 0 |  |  | #N/A |  |  |  | 0 |  |  | SLM |  |  | REM
| - | #N/A | #N/A | #N/A | Material Claiming | 0 |  |  | #N/A |  |  |  | 0 |  |  | SLM |  |  | REM
| - | #N/A | #N/A | #N/A | Material Claiming | 0 |  |  | #N/A |  |  |  | 0 |  |  | SLM |  |  | REM
| - | #N/A | #N/A | #N/A | Material Claiming | 0 |  |  | #N/A |  |  |  | 0 |  |  | SLM |  |  | REM
| - | #N/A | #N/A | #N/A | Material Claiming | 0 |  |  | #N/A |  |  |  | 0 |  |  | SLM |  |  | REM
| - | #N/A | #N/A | #N/A | Material Claiming | 0 |  |  | #N/A |  |  |  | 0 |  |  | SLM |  |  | REM
| - | #N/A | #N/A | #N/A | Material Claiming | 0 |  |  | #N/A |  |  |  | 0 |  |  | SLM |  |  | REM
| - | #N/A | #N/A | #N/A | Material Claiming | 0 |  |  | #N/A |  |  |  | 0 |  |  | SLM |  |  | REM
| - | #N/A | #N/A | #N/A | Material Claiming | 0 |  |  | #N/A |  |  |  | 0 |  |  | SLM |  |  | REM
| - | #N/A | #N/A | #N/A | Material Claiming | 0 |  |  | #N/A |  |  |  | 0 |  |  | SLM |  |  | REM
| - | #N/A | #N/A | #N/A | Material Claiming | 0 |  |  | #N/A |  |  |  | 0 |  |  | SLM |  |  | REM
| - | #N/A | #N/A | #N/A | Material Claiming | 0 |  |  | #N/A |  |  |  | 0 |  |  | SLM |  |  | REM
| - | #N/A | #N/A | #N/A | Material Claiming | 0 |  |  | #N/A |  |  |  | 0 |  |  | SLM |  |  | REM
| - | #N/A | #N/A | #N/A | Material Claiming | 0 |  |  | #N/A |  |  |  | 0 |  |  | SLM |  |  | REM
| - | #N/A | #N/A | #N/A | Material Claiming | 0 |  |  | #N/A |  |  |  | 0 |  |  | SLM |  |  | REM
| - | #N/A | #N/A | #N/A | Material Claiming | 0 |  |  | #N/A |  |  |  | 0 |  |  | SLM |  |  | REM
| - | #N/A | #N/A | #N/A | Material Claiming | 0 |  |  | #N/A |  |  |  | 0 |  |  | SLM |  |  | REM
| - | #N/A | #N/A | #N/A | Material Claiming | 0 |  |  | #N/A |  |  |  | 0 |  |  | SLM |  |  | REM
| - | #N/A | #N/A | #N/A | Material Claiming | 0 |  |  | #N/A |  |  |  | 0 |  |  | SLM |  |  | REM
| - | #N/A | #N/A | #N/A | Material Claiming | 0 |  |  | #N/A |  |  |  | 0 |  |  | SLM |  |  | REM
| - | #N/A | #N/A | #N/A | Material Claiming | 0 |  |  | #N/A |  |  |  | 0 |  |  | SLM |  |  | REM
| - | #N/A | #N/A | #N/A | Material Claiming | 0 |  |  | #N/A |  |  |  | 0 |  |  | SLM |  |  | REM
| - | #N/A | #N/A | #N/A | Material Claiming | 0 |  |  | #N/A |  |  |  | 0 |  |  | SLM |  |  | REM
| - | #N/A | #N/A | #N/A | Material Claiming | 0 |  |  | #N/A |  |  |  | 0 |  |  | SLM |  |  | REM
| - | #N/A | #N/A | #N/A | Material Claiming | 0 |  |  | #N/A |  |  |  | 0 |  |  | SLM |  |  | REM
| - | #N/A | #N/A | #N/A | Material Claiming | 0 |  |  | #N/A |  |  |  | 0 |  |  | SLM |  |  | REM
| - | #N/A | #N/A | #N/A | Material Claiming | 0 |  |  | #N/A |  |  |  | 0 |  |  | SLM |  |  | REM
| - | #N/A | #N/A | #N/A | Material Claiming | 0 |  |  | #N/A |  |  |  | 0 |  |  | SLM |  |  | REM
| - | #N/A | #N/A | #N/A | Material Claiming | 0 |  |  | #N/A |  |  |  | 0 |  |  | SLM |  |  | REM
| - | #N/A | #N/A | #N/A | Material Claiming | 0 |  |  | #N/A |  |  |  | 0 |  |  | SLM |  |  | REM
| - | #N/A | #N/A | #N/A | Material Claiming | 0 |  |  | #N/A |  |  |  | 0 |  |  | SLM |  |  | REM
| - | #N/A | #N/A | #N/A | Material Claiming | 0 |  |  | #N/A |  |  |  | 0 |  |  | SLM |  |  | REM
| - | #N/A | #N/A | #N/A | Material Claiming | 0 |  |  | #N/A |  |  |  | 0 |  |  | SLM |  |  | REM
| - | #N/A | #N/A | #N/A | Material Claiming | 0 |  |  | #N/A |  |  |  | 0 |  |  | SLM |  |  | REM
| - | #N/A | #N/A | #N/A | Material Claiming | 0 |  |  | #N/A |  |  |  | 0 |  |  | SLM |  |  | REM
| - | #N/A | #N/A | #N/A | Material Claiming | 0 |  |  | #N/A |  |  |  | 0 |  |  | SLM |  |  | REM
| - | #N/A | #N/A | #N/A | Material Claiming | 0 |  |  | #N/A |  |  |  | 0 |  |  | SLM |  |  | REM
| - | #N/A | #N/A | #N/A | Material Claiming | 0 |  |  | #N/A |  |  |  | 0 |  |  | SLM |  |  | REM
| - | #N/A | #N/A | #N/A | Material Claiming | 0 |  |  | #N/A |  |  |  | 0 |  |  | SLM |  |  | REM
| - | #N/A | #N/A | #N/A | Material Claiming | 0 |  |  | #N/A |  |  |  | 0 |  |  | SLM |  |  | REM
| - | #N/A | #N/A | #N/A | Material Claiming | 0 |  |  | #N/A |  |  |  | 0 |  |  | SLM |  |  | REM
| - | #N/A | #N/A | #N/A | Material Claiming | 0 |  |  | #N/A |  |  |  | 0 |  |  | SLM |  |  | REM
| - | #N/A | #N/A | #N/A | Material Claiming | 0 |  |  | #N/A |  |  |  | 0 |  |  | SLM |  |  | REM
| - | #N/A | #N/A | #N/A | Material Claiming | 0 |  |  | #N/A |  |  |  | 0 |  |  | SLM |  |  | REM
| - | #N/A | #N/A | #N/A | Material Claiming | 0 |  |  | #N/A |  |  |  | 0 |  |  | SLM |  |  | REM
| - | #N/A | #N/A | #N/A | Material Claiming | 0 |  |  | #N/A |  |  |  | 0 |  |  | SLM |  |  | REM
| - | #N/A | #N/A | #N/A | Material Claiming | 0 |  |  | #N/A |  |  |  | 0 |  |  | SLM |  |  | REM
| - | #N/A | #N/A | #N/A | Material Claiming | 0 |  |  | #N/A |  |  |  | 0 |  |  | SLM |  |  | REM
| - | #N/A | #N/A | #N/A | Material Claiming | 0 |  |  | #N/A |  |  |  | 0 |  |  | SLM |  |  | REM
| - | #N/A | #N/A | #N/A | Material Claiming | 0 |  |  | #N/A |  |  |  | 0 |  |  | SLM |  |  | REM
| - | #N/A | #N/A | #N/A | Material Claiming | 0 |  |  | #N/A |  |  |  | 0 |  |  | SLM |  |  | REM
| - | #N/A | #N/A | #N/A | Material Claiming | 0 |  |  | #N/A |  |  |  | 0 |  |  | SLM |  |  | REM
| - | #N/A | #N/A | #N/A | Material Claiming | 0 |  |  | #N/A |  |  |  | 0 |  |  | SLM |  |  | REM
| - | #N/A | #N/A | #N/A | Material Claiming | 0 |  |  | #N/A |  |  |  | 0 |  |  | SLM |  |  | REM
| - | #N/A | #N/A | #N/A | Material Claiming | 0 |  |  | #N/A |  |  |  | 0 |  |  | SLM |  |  | REM
| - | #N/A | #N/A | #N/A | Material Claiming | 0 |  |  | #N/A |  |  |  | 0 |  |  | SLM |  |  | REM
| - | #N/A | #N/A | #N/A | Material Claiming | 0 |  |  | #N/A |  |  |  | 0 |  |  | SLM |  |  | REM
| - | #N/A | #N/A | #N/A | Material Claiming | 0 |  |  | #N/A |  |  |  | 0 |  |  | SLM |  |  | REM
| - | #N/A | #N/A | #N/A | Material Claiming | 0 |  |  | #N/A |  |  |  | 0 |  |  | SLM |  |  | REM
| - | #N/A | #N/A | #N/A | Material Claiming | 0 |  |  | #N/A |  |  |  | 0 |  |  | SLM |  |  | REM
| - | #N/A | #N/A | #N/A | Material Claiming | 0 |  |  | #N/A |  |  |  | 0 |  |  | SLM |  |  | REM
| - | #N/A | #N/A | #N/A | Material Claiming | 0 |  |  | #N/A |  |  |  | 0 |  |  | SLM |  |  | REM
| - | #N/A | #N/A | #N/A | Material Claiming | 0 |  |  | #N/A |  |  |  | 0 |  |  | SLM |  |  | REM
| - | #N/A | #N/A | #N/A | Material Claiming | 0 |  |  | #N/A |  |  |  | 0 |  |  | SLM |  |  | REM
| - | #N/A | #N/A | #N/A | Material Claiming | 0 |  |  | #N/A |  |  |  | 0 |  |  | SLM |  |  | REM
| - | #N/A | #N/A | #N/A | Material Claiming | 0 |  |  | #N/A |  |  |  | 0 |  |  | SLM |  |  | REM
| - | #N/A | #N/A | #N/A | Material Claiming | 0 |  |  | #N/A |  |  |  | 0 |  |  | SLM |  |  | REM
| - | #N/A | #N/A | #N/A | Material Claiming | 0 |  |  | #N/A |  |  |  | 0 |  |  | SLM |  |  | REM
| - | #N/A | #N/A | #N/A | Material Claiming | 0 |  |  | #N/A |  |  |  | 0 |  |  | SLM |  |  | REM
| - | #N/A | #N/A | #N/A | Material Claiming | 0 |  |  | #N/A |  |  |  | 0 |  |  | SLM |  |  | REM
| - | #N/A | #N/A | #N/A | Material Claiming | 0 |  |  | #N/A |  |  |  | 0 |  |  | SLM |  |  | REM
| - | #N/A | #N/A | #N/A | Material Claiming | 0 |  |  | #N/A |  |  |  | 0 |  |  | SLM |  |  | REM
| - | #N/A | #N/A | #N/A | Material Claiming | 0 |  |  | #N/A |  |  |  | 0 |  |  | SLM |  |  | REM
| - | #N/A | #N/A | #N/A | Material Claiming | 0 |  |  | #N/A |  |  |  | 0 |  |  | SLM |  |  | REM
| - | #N/A | #N/A | #N/A | Material Claiming | 0 |  |  | #N/A |  |  |  | 0 |  |  | SLM |  |  | REM
| - | #N/A | #N/A | #N/A | Material Claiming | 0 |  |  | #N/A |  |  |  | 0 |  |  | SLM |  |  | REM
| - | #N/A | #N/A | #N/A | Material Claiming | 0 |  |  | #N/A |  |  |  | 0 |  |  | SLM |  |  | REM
| - | #N/A | #N/A | #N/A | Material Claiming | 0 |  |  | #N/A |  |  |  | 0 |  |  | SLM |  |  | REM
| - | #N/A | #N/A | #N/A | Material Claiming | 0 |  |  | #N/A |  |  |  | 0 |  |  | SLM |  |  | REM
| - | #N/A | #N/A | #N/A | Material Claiming | 0 |  |  | #N/A |  |  |  | 0 |  |  | SLM |  |  | REM
| - | #N/A | #N/A | #N/A | Material Claiming | 0 |  |  | #N/A |  |  |  | 0 |  |  | SLM |  |  | REM
| - | #N/A | #N/A | #N/A | Material Claiming | 0 |  |  | #N/A |  |  |  | 0 |  |  | SLM |  |  | REM
| - | #N/A | #N/A | #N/A | Material Claiming | 0 |  |  | #N/A |  |  |  | 0 |  |  | SLM |  |  | REM
| - | #N/A | #N/A | #N/A | Material Claiming | 0 |  |  | #N/A |  |  |  | 0 |  |  | SLM |  |  | REM
| - | #N/A | #N/A | #N/A | Material Claiming | 0 |  |  | #N/A |  |  |  | 0 |  |  | SLM |  |  | REM
| - | #N/A | #N/A | #N/A | Material Claiming | 0 |  |  | #N/A |  |  |  | 0 |  |  | SLM |  |  | REM
| - | #N/A | #N/A | #N/A | Material Claiming | 0 |  |  | #N/A |  |  |  | 0 |  |  | SLM |  |  | REM
| - | #N/A | #N/A | #N/A | Material Claiming | 0 |  |  | #N/A |  |  |  | 0 |  |  | SLM |  |  | REM
| - | #N/A | #N/A | #N/A | Material Claiming | 0 |  |  | #N/A |  |  |  | 0 |  |  | SLM |  |  | REM
| - | #N/A | #N/A | #N/A | Material Claiming | 0 |  |  | #N/A |  |  |  | 0 |  |  | SLM |  |  | REM
| - | #N/A | #N/A | #N/A | Material Claiming | 0 |  |  | #N/A |  |  |  | 0 |  |  | SLM |  |  | REM
| - | #N/A | #N/A | #N/A | Material Claiming | 0 |  |  | #N/A |  |  |  | 0 |  |  | SLM |  |  | REM
| - | #N/A | #N/A | #N/A | Material Claiming | 0 |  |  | #N/A |  |  |  | 0 |  |  | SLM |  |  | REM
| - | #N/A | #N/A | #N/A | Material Claiming | 0 |  |  | #N/A |  |  |  | 0 |  |  | SLM |  |  | REM
| - | #N/A | #N/A | #N/A | Material Claiming | 0 |  |  | #N/A |  |  |  | 0 |  |  | SLM |  |  | REM
| - | #N/A | #N/A | #N/A | Material Claiming | 0 |  |  | #N/A |  |  |  | 0 |  |  | SLM |  |  | REM
| - | #N/A | #N/A | #N/A | Material Claiming | 0 |  |  | #N/A |  |  |  | 0 |  |  | SLM |  |  | REM
| - | #N/A | #N/A | #N/A | Material Claiming | 0 |  |  | #N/A |  |  |  | 0 |  |  | SLM |  |  | REM
| - | #N/A | #N/A | #N/A | Material Claiming | 0 |  |  | #N/A |  |  |  | 0 |  |  | SLM |  |  | REM
| - | #N/A | #N/A | #N/A | Material Claiming | 0 |  |  | #N/A |  |  |  | 0 |  |  | SLM |  |  | REM
| - | #N/A | #N/A | #N/A | Material Claiming | 0 |  |  | #N/A |  |  |  | 0 |  |  | SLM |  |  | REM
| - | #N/A | #N/A | #N/A | Material Claiming | 0 |  |  | #N/A |  |  |  | 0 |  |  | SLM |  |  | REM
| - | #N/A | #N/A | #N/A | Material Claiming | 0 |  |  | #N/A |  |  |  | 0 |  |  | SLM |  |  | REM
| - | #N/A | #N/A | #N/A | Material Claiming | 0 |  |  | #N/A |  |  |  | 0 |  |  | SLM |  |  | REM
| - | #N/A | #N/A | #N/A | Material Claiming | 0 |  |  | #N/A |  |  |  | 0 |  |  | SLM |  |  | REM
| - | #N/A | #N/A | #N/A | Material Claiming | 0 |  |  | #N/A |  |  |  | 0 |  |  | SLM |  |  | REM
| - | #N/A | #N/A | #N/A | Material Claiming | 0 |  |  | #N/A |  |  |  | 0 |  |  | SLM |  |  | REM
| - | #N/A | #N/A | #N/A | Material Claiming | 0 |  |  | #N/A |  |  |  | 0 |  |  | SLM |  |  | REM
| - | #N/A | #N/A | #N/A | Material Claiming | 0 |  |  | #N/A |  |  |  | 0 |  |  | SLM |  |  | REM
| - | #N/A | #N/A | #N/A | Material Claiming | 0 |  |  | #N/A |  |  |  | 0 |  |  | SLM |  |  | REM
| - | #N/A | #N/A | #N/A | Material Claiming | 0 |  |  | #N/A |  |  |  | 0 |  |  | SLM |  |  | REM
| - | #N/A | #N/A | #N/A | Material Claiming | 0 |  |  | #N/A |  |  |  | 0 |  |  | SLM |  |  | REM
| - | #N/A | #N/A | #N/A | Material Claiming | 0 |  |  | #N/A |  |  |  | 0 |  |  | SLM |  |  | REM
| - | #N/A | #N/A | #N/A | Material Claiming | 0 |  |  | #N/A |  |  |  | 0 |  |  | SLM |  |  | REM
| - | #N/A | #N/A | #N/A | Material Claiming | 0 |  |  | #N/A |  |  |  | 0 |  |  | SLM |  |  | REM
| - | #N/A | #N/A | #N/A | Material Claiming | 0 |  |  | #N/A |  |  |  | 0 |  |  | SLM |  |  | REM
| - | #N/A | #N/A | #N/A | Material Claiming | 0 |  |  | #N/A |  |  |  | 0 |  |  | SLM |  |  | REM
| - | #N/A | #N/A | #N/A | Material Claiming | 0 |  |  | #N/A |  |  |  | 0 |  |  | SLM |  |  | REM
| - | #N/A | #N/A | #N/A | Material Claiming | 0 |  |  | #N/A |  |  |  | 0 |  |  | SLM |  |  | REM
| - | #N/A | #N/A | #N/A | Material Claiming | 0 |  |  | #N/A |  |  |  | 0 |  |  | SLM |  |  | REM
| - | #N/A | #N/A | #N/A | Material Claiming | 0 |  |  | #N/A |  |  |  | 0 |  |  | SLM |  |  | REM
| - | #N/A | #N/A | #N/A | Material Claiming | 0 |  |  | #N/A |  |  |  | 0 |  |  | SLM |  |  | REM
| - | #N/A | #N/A | #N/A | Material Claiming | 0 |  |  | #N/A |  |  |  | 0 |  |  | SLM |  |  | REM
| - | #N/A | #N/A | #N/A | Material Claiming | 0 |  |  | #N/A |  |  |  | 0 |  |  | SLM |  |  | REM
| - | #N/A | #N/A | #N/A | Material Claiming | 0 |  |  | #N/A |  |  |  | 0 |  |  | SLM |  |  | REM
| - | #N/A | #N/A | #N/A | Material Claiming | 0 |  |  | #N/A |  |  |  | 0 |  |  | SLM |  |  | REM
| - | #N/A | #N/A | #N/A | Material Claiming | 0 |  |  | #N/A |  |  |  | 0 |  |  | SLM |  |  | REM
| - | #N/A | #N/A | #N/A | Material Claiming | 0 |  |  | #N/A |  |  |  | 0 |  |  | SLM |  |  | REM
| - | #N/A | #N/A | #N/A | Material Claiming | 0 |  |  | #N/A |  |  |  | 0 |  |  | SLM |  |  | REM
| - | #N/A | #N/A | #N/A | Material Claiming | 0 |  |  | #N/A |  |  |  | 0 |  |  | SLM |  |  | REM
| - | #N/A | #N/A | #N/A | Material Claiming | 0 |  |  | #N/A |  |  |  | 0 |  |  | SLM |  |  | REM
| - | #N/A | #N/A | #N/A | Material Claiming | 0 |  |  | #N/A |  |  |  | 0 |  |  | SLM |  |  | REM
0 |  |  |  |  | Material Claiming | 0 |  |  | #N/A | [6 empty] | SLM |  |  | REM
0 |  |  |  |  | Material Claiming | 0 |  |  | #N/A | [6 empty] | SLM |  |  | REM
0 |  |  |  |  | Material Claiming | 0 |  |  | #N/A | [6 empty] | SLM |  |  | REM
0 |  |  |  |  | Material Claiming | 0 |  |  | #N/A | [6 empty] | SLM |  |  | REM
0 |  |  |  |  | Material Claiming | 0 |  |  | #N/A | [6 empty] | SLM |  |  | REM
0 |  |  |  |  | Material Claiming | 0 |  |  | #N/A | [6 empty] | SLM |  |  | REM
0 |  |  |  |  | Material Claiming | 0 |  |  | #N/A | [6 empty] | SLM |  |  | REM
0 |  |  |  |  | Material Claiming | 0 |  |  | #N/A | [6 empty] | SLM |  |  | REM
0 |  |  |  |  | Material Claiming | 0 |  |  | #N/A | [6 empty] | SLM |  |  | REM
0 |  |  |  |  | Material Claiming | 0 |  |  | #N/A | [6 empty] | SLM |  |  | REM
0 |  |  |  |  | Material Claiming | 0 |  |  | #N/A | [6 empty] | SLM |  |  | REM
0 |  |  |  |  | Material Claiming | 0 |  |  | #N/A | [6 empty] | SLM |  |  | REM
0 |  |  |  |  | Material Claiming | 0 |  |  | #N/A | [6 empty] | SLM |  |  | REM
0 |  |  |  |  | Material Claiming | 0 |  |  | #N/A | [6 empty] | SLM |  |  | REM
0 |  |  |  |  | Material Claiming | 0 |  |  | #N/A | [6 empty] | SLM |  |  | REM
0 |  |  |  |  | Material Claiming | 0 |  |  | #N/A | [6 empty] | SLM |  |  | REM
0 |  |  |  |  | Material Claiming | 0 |  |  | #N/A | [6 empty] | SLM |  |  | REM
0 |  |  |  |  | Material Claiming | 0 |  |  | #N/A | [6 empty] | SLM |  |  | REM
0 |  |  |  |  | Material Claiming | 0 |  |  | #N/A | [6 empty] | SLM |  |  | REM
0 |  |  |  |  | Material Claiming | 0 |  |  | #N/A | [6 empty] | SLM |  |  | REM
0 |  |  |  |  | Material Claiming | 0 |  |  | #N/A | [6 empty] | SLM |  |  | REM
0 |  |  |  |  | Material Claiming | 0 |  |  | #N/A | [6 empty] | SLM |  |  | REM
0 |  |  |  |  | Material Claiming | 0 |  |  | #N/A | [6 empty] | SLM |  |  | REM
0 |  |  |  |  | Material Claiming | 0 |  |  | #N/A | [6 empty] | SLM |  |  | REM
0 |  |  |  |  | Material Claiming | 0 |  |  | #N/A | [6 empty] | SLM |  |  | REM
0 |  |  |  |  | Material Claiming | 0 |  |  | #N/A | [6 empty] | SLM |  |  | REM
0 |  |  |  |  | Material Claiming | 0 |  |  | #N/A | [6 empty] | SLM |  |  | REM
0 |  |  |  |  | Material Claiming | 0 |  |  | #N/A | [6 empty] | SLM |  |  | REM
0 |  |  |  |  | Material Claiming | 0 |  |  | #N/A | [6 empty] | SLM |  |  | REM
0 |  |  |  |  | Material Claiming | 0 |  |  | #N/A | [6 empty] | SLM |  |  | REM
0 |  |  |  |  | Material Claiming | 0 |  |  | #N/A | [6 empty] | SLM |  |  | REM
0 |  |  |  |  | Material Claiming | 0 |  |  | #N/A | [6 empty] | SLM |  |  | REM
0 |  |  |  |  | Material Claiming | 0 |  |  | #N/A | [6 empty] | SLM |  |  | REM
0 |  |  |  |  | Material Claiming | 0 |  |  | #N/A | [6 empty] | SLM |  |  | REM
0 |  |  |  |  | Material Claiming | 0 |  |  | #N/A | [6 empty] | SLM |  |  | REM
0 |  |  |  |  | Material Claiming | 0 |  |  | #N/A | [6 empty] | SLM |  |  | REM
0 |  |  |  |  | Material Claiming | 0 |  |  | #N/A | [6 empty] | SLM |  |  | REM
0 |  |  |  |  | Material Claiming | 0 |  |  | #N/A | [6 empty] | SLM |  |  | REM
0 |  |  |  |  | Material Claiming | 0 |  |  | #N/A | [6 empty] | SLM |  |  | REM
0 |  |  |  |  | Material Claiming | 0 |  |  | #N/A | [6 empty] | SLM |  |  | REM
0 |  |  |  |  | Material Claiming | 0 |  |  | #N/A | [6 empty] | SLM |  |  | REM
0 |  |  |  |  | Material Claiming | 0 |  |  | #N/A | [6 empty] | SLM |  |  | REM
0 |  |  |  |  | Material Claiming | 0 |  |  | #N/A | [6 empty] | SLM |  |  | REM
0 |  |  |  |  | Material Claiming | 0 |  |  | #N/A | [6 empty] | SLM |  |  | REM
0 |  |  |  |  | Material Claiming | 0 |  |  | #N/A | [6 empty] | SLM |  |  | REM
0 |  |  |  |  | Material Claiming | 0 |  |  | #N/A | [6 empty] | SLM |  |  | REM
0 |  |  |  |  | Material Claiming | 0 |  |  | #N/A | [6 empty] | SLM |  |  | REM
0 |  |  |  |  | Material Claiming | 0 |  |  | #N/A | [6 empty] | SLM |  |  | REM
0 |  |  |  |  | Material Claiming | 0 |  |  | #N/A | [6 empty] | SLM |  |  | REM
0 |  |  |  |  | Material Claiming | 0 |  |  | #N/A | [6 empty] | SLM |  |  | REM
0 |  |  |  |  | Material Claiming | 0 |  |  | #N/A | [6 empty] | SLM |  |  | REM
0 |  |  |  |  | Material Claiming | 0 |  |  | #N/A | [6 empty] | SLM |  |  | REM
0 |  |  |  |  | Material Claiming | 0 |  |  | #N/A | [6 empty] | SLM |  |  | REM
0 |  |  |  |  | Material Claiming | 0 |  |  | #N/A | [6 empty] | SLM |  |  | REM
0 |  |  |  |  | Material Claiming | 0 |  |  | #N/A | [6 empty] | SLM |  |  | REM
0 |  |  |  |  | Material Claiming | 0 |  |  | #N/A | [6 empty] | SLM |  |  | REM
0 |  |  |  |  | Material Claiming | 0 |  |  | #N/A | [6 empty] | SLM |  |  | REM
0 |  |  |  |  | Material Claiming | 0 |  |  | #N/A | [6 empty] | SLM |  |  | REM
0 |  |  |  |  | Material Claiming | 0 |  |  | #N/A | [6 empty] | SLM |  |  | REM
0 |  |  |  |  | Material Claiming | 0 |  |  | #N/A | [6 empty] | SLM |  |  | REM
0 |  |  |  |  | Material Claiming | 0 |  |  | #N/A | [6 empty] | SLM |  |  | REM
0 |  |  |  |  | Material Claiming | 0 |  |  | #N/A | [6 empty] | SLM |  |  | REM
0 |  |  |  |  | Material Claiming | 0 |  |  | #N/A | [6 empty] | SLM |  |  | REM
0 |  |  |  |  | Material Claiming | 0 |  |  | #N/A | [6 empty] | SLM |  |  | REM
0 |  |  |  |  | Material Claiming | 0 |  |  | #N/A | [6 empty] | SLM |  |  | REM
0 |  |  |  |  | Material Claiming | 0 |  |  | #N/A | [6 empty] | SLM |  |  | REM
0 |  |  |  |  | Material Claiming | 0 |  |  | #N/A | [6 empty] | SLM |  |  | REM
0 |  |  |  |  | Material Claiming | 0 |  |  | #N/A | [6 empty] | SLM |  |  | REM
0 |  |  |  |  | Material Claiming | 0 |  |  | #N/A | [6 empty] | SLM |  |  | REM
0 |  |  |  |  | Material Claiming | 0 |  |  | #N/A | [6 empty] | SLM |  |  | REM
0 |  |  |  |  | Material Claiming | 0 |  |  | #N/A | [6 empty] | SLM |  |  | REM
0 |  |  |  |  | Material Claiming | 0 |  |  | #N/A | [6 empty] | SLM |  |  | REM
0 |  |  |  |  | Material Claiming | 0 |  |  | #N/A | [6 empty] | SLM |  |  | REM
0 |  |  |  |  | Material Claiming | 0 |  |  | #N/A | [6 empty] | SLM |  |  | REM
0 |  |  |  |  | Material Claiming | 0 |  |  | #N/A | [6 empty] | SLM |  |  | REM
0 |  |  |  |  | Material Claiming | 0 |  |  | #N/A | [6 empty] | SLM |  |  | REM
0 |  |  |  |  | Material Claiming | 0 |  |  | #N/A | [6 empty] | SLM |  |  | REM
0 |  |  |  |  | Material Claiming | 0 |  |  | #N/A | [6 empty] | SLM |  |  | REM
0 |  |  |  |  | Material Claiming | 0 |  |  | #N/A | [6 empty] | SLM |  |  | REM
0 |  |  |  |  | Material Claiming | 0 |  |  | #N/A | [6 empty] | SLM |  |  | REM
0 |  |  |  |  | Material Claiming | 0 |  |  | #N/A | [6 empty] | SLM |  |  | REM
0 |  |  |  |  | Material Claiming | 0 |  |  | #N/A | [6 empty] | SLM |  |  | REM
0 |  |  |  |  | Material Claiming | 0 |  |  | #N/A | [6 empty] | SLM |  |  | REM
0 |  |  |  |  | Material Claiming | 0 |  |  | #N/A | [6 empty] | SLM |  |  | REM
0 |  |  |  |  | Material Claiming | 0 |  |  | #N/A | [6 empty] | SLM |  |  | REM
0 |  |  |  |  | Material Claiming | 0 |  |  | #N/A | [6 empty] | SLM |  |  | REM
0 |  |  |  |  | Material Claiming | 0 |  |  | #N/A | [6 empty] | SLM |  |  | REM
0 |  |  |  |  | Material Claiming | 0 |  |  | #N/A | [6 empty] | SLM |  |  | REM
0 |  |  |  |  | Material Claiming | 0 |  |  | #N/A | [6 empty] | SLM |  |  | REM
0 |  |  |  |  | Material Claiming | 0 |  |  | #N/A | [6 empty] | SLM |  |  | REM
0 |  |  |  |  | Material Claiming | 0 |  |  | #N/A | [6 empty] | SLM |  |  | REM
0 |  |  |  |  | Material Claiming | 0 |  |  | #N/A | [6 empty] | SLM |  |  | REM
0 |  |  |  |  | Material Claiming | 0 |  |  | #N/A | [6 empty] | SLM |  |  | REM
0 |  |  |  |  | Material Claiming | 0 |  |  | #N/A | [6 empty] | SLM |  |  | REM
0 |  |  |  |  | Material Claiming | 0 |  |  | #N/A | [6 empty] | SLM |  |  | REM
0 |  |  |  |  | Material Claiming | 0 |  |  | #N/A | [6 empty] | SLM |  |  | REM
0 |  |  |  |  | Material Claiming | 0 |  |  | #N/A | [6 empty] | SLM |  |  | REM
0 |  |  |  |  | Material Claiming | 0 |  |  | #N/A | [6 empty] | SLM |  |  | REM
0 |  |  |  |  | Material Claiming | 0 |  |  | #N/A | [6 empty] | SLM |  |  | REM
0 |  |  |  |  | Material Claiming | 0 |  |  | #N/A | [6 empty] | SLM |  |  | REM
0 |  |  |  |  | Material Claiming | 0 |  |  | #N/A | [6 empty] | SLM |  |  | REM
0 |  |  |  |  | Material Claiming | 0 |  |  | #N/A | [6 empty] | SLM |  |  | REM
0 |  |  |  |  | Material Claiming | 0 |  |  | #N/A | [6 empty] | SLM |  |  | REM
0 |  |  |  |  | Material Claiming | 0 |  |  | #N/A | [6 empty] | SLM |  |  | REM
0 |  |  |  |  | Material Claiming | 0 |  |  | #N/A | [6 empty] | SLM |  |  | REM
0 |  |  |  |  | Material Claiming | 0 |  |  | #N/A | [6 empty] | SLM |  |  | REM
0 |  |  |  |  | Material Claiming | 0 |  |  | #N/A | [6 empty] | SLM |  |  | REM
0 |  |  |  |  | Material Claiming | 0 |  |  | #N/A | [6 empty] | SLM |  |  | REM
0 |  |  |  |  | Material Claiming | 0 |  |  | #N/A | [6 empty] | SLM |  |  | REM
0 |  |  |  |  | Material Claiming | 0 |  |  | #N/A | [6 empty] | SLM |  |  | REM
0 |  |  |  |  | Material Claiming | 0 |  |  | #N/A | [6 empty] | SLM |  |  | REM
0 |  |  |  |  | Material Claiming | 0 |  |  | #N/A | [6 empty] | SLM |  |  | REM
0 |  |  |  |  | Material Claiming | 0 |  |  | #N/A | [6 empty] | SLM |  |  | REM
0 |  |  |  |  | Material Claiming | 0 |  |  | #N/A | [6 empty] | SLM |  |  | REM
0 |  |  |  |  | Material Claiming | 0 |  |  | #N/A | [6 empty] | SLM |  |  | REM
0 |  |  |  |  | Material Claiming | 0 |  |  | #N/A | [6 empty] | SLM |  |  | REM
0 |  |  |  |  | Material Claiming | 0 |  |  | #N/A | [6 empty] | SLM |  |  | REM
0 |  |  |  |  | Material Claiming | 0 |  |  | #N/A | [6 empty] | SLM |  |  | REM
0 |  |  |  |  | Material Claiming | 0 |  |  | #N/A | [6 empty] | SLM |  |  | REM
0 |  |  |  |  | Material Claiming | 0 |  |  | #N/A | [6 empty] | SLM |  |  | REM
0 |  |  |  |  | Material Claiming | 0 |  |  | #N/A | [6 empty] | SLM |  |  | REM
0 |  |  |  |  | Material Claiming | 0 |  |  | #N/A | [6 empty] | SLM |  |  | REM
0 |  |  |  |  | Material Claiming | 0 |  |  | #N/A | [6 empty] | SLM |  |  | REM
0 |  |  |  |  | Material Claiming | 0 |  |  | #N/A | [6 empty] | SLM |  |  | REM
0 |  |  |  |  | Material Claiming | 0 |  |  | #N/A | [6 empty] | SLM |  |  | REM
0 |  |  |  |  | Material Claiming | 0 |  |  | #N/A | [6 empty] | SLM |  |  | REM
0 |  |  |  |  | Material Claiming | 0 |  |  | #N/A | [6 empty] | SLM |  |  | REM
0 |  |  |  |  | Material Claiming | 0 |  |  | #N/A | [6 empty] | SLM |  |  | REM
0 |  |  |  |  | Material Claiming | 0 |  |  | #N/A | [6 empty] | SLM |  |  | REM
0 |  |  |  |  | Material Claiming | 0 |  |  | #N/A | [6 empty] | SLM |  |  | REM
0 |  |  |  |  | Material Claiming | 0 |  |  | #N/A | [6 empty] | SLM |  |  | REM
0 |  |  |  |  | Material Claiming | 0 |  |  | #N/A | [6 empty] | SLM |  |  | REM
0 |  |  |  |  | Material Claiming | 0 |  |  | #N/A | [6 empty] | SLM |  |  | REM
0 |  |  |  |  | Material Claiming | 0 |  |  | #N/A | [6 empty] | SLM |  |  | REM
0 |  |  |  |  | Material Claiming | 0 |  |  | #N/A | [6 empty] | SLM |  |  | REM
0 |  |  |  |  | Material Claiming | 0 |  |  | #N/A | [6 empty] | SLM |  |  | REM
0 |  |  |  |  | Material Claiming | 0 |  |  | #N/A | [6 empty] | SLM |  |  | REM
0 |  |  |  |  | Material Claiming | 0 |  |  | #N/A | [6 empty] | SLM |  |  | REM

## Discipline or Commodity specifi
Type | Discipline/Commodity | Discipline/Commodity specific attribute
Discipline | Aggregates and Paving | Account Code Description
Discipline | Aggregates and Paving | Account Code Number
Discipline | Aggregates and Paving | Actual Quantity
Discipline | Aggregates and Paving | Asphalt Design
Discipline | Aggregates and Paving | Asphalt Mix
Discipline | Aggregates and Paving | AUX 1
Discipline | Aggregates and Paving | AUX 2
Discipline | Aggregates and Paving | AUX 3
Discipline | Aggregates and Paving | AUX 4
Discipline | Aggregates and Paving | AUX 5
Discipline | Aggregates and Paving | AUX 6
Discipline | Aggregates and Paving | AUX 7
Discipline | Aggregates and Paving | Change #
Discipline | Aggregates and Paving | Component Class
Discipline | Aggregates and Paving | Designer
Discipline | Aggregates and Paving | Electrical Drawing
Discipline | Aggregates and Paving | Engineer Responsible
Discipline | Aggregates and Paving | Engineering Doc #
Discipline | Aggregates and Paving | Engineering Doc Rev #
Discipline | Aggregates and Paving | Foundation Drawing
Discipline | Aggregates and Paving | KIX Asset Type
Discipline | Aggregates and Paving | Manufacturer Doc #
Discipline | Aggregates and Paving | Manufacturer Doc Rev #
Discipline | Aggregates and Paving | Mechanical Drawing
Discipline | Aggregates and Paving | P&ID Doc Rev #
Discipline | Aggregates and Paving | Parent ID
Discipline | Aggregates and Paving | Pipe Drawing
Discipline | Aggregates and Paving | PLI Activity Type
Discipline | Aggregates and Paving | Preliminary Status
Discipline | Aggregates and Paving | Project Doc #
Discipline | Aggregates and Paving | Project Doc Rev #
Discipline | Aggregates and Paving | Punch List ID
Discipline | Aggregates and Paving | Responsible for Take-Off
Discipline | Aggregates and Paving | Trench
Discipline | Aggregates and Paving | Vendor Doc Rev #
Discipline | Building | Account Code Description
Discipline | Building | Account Code Number
Discipline | Building | AUX 1
Discipline | Building | AUX 2
Discipline | Building | AUX 3
Discipline | Building | AUX 4
Discipline | Building | AUX 5
Discipline | Building | AUX 6
Discipline | Building | AUX 7
Discipline | Building | Component Class
Discipline | Building | Designer
Discipline | Building | Engineer Responsible
Discipline | Building | Engineering Doc #
Discipline | Building | Engineering Doc Rev #
Discipline | Building | KIX Asset Type
Discipline | Building | Manufacturer Doc #
Discipline | Building | Manufacturer Doc Rev #
Discipline | Building | P&ID Doc Rev #
Discipline | Building | PLI Activity Type
Discipline | Building | Preliminary Status
Discipline | Building | Project Doc #
Discipline | Building | Project Doc Rev #
Discipline | Building | Punch List ID
Discipline | Building | Responsible for Take-Off
Discipline | Building | Trade
Discipline | Building | Vendor Doc #
Discipline | Building | Vendor Doc Rev #
Discipline | Bulk Commodities | Account Code Description
Discipline | Bulk Commodities | Account Code Number
Discipline | Bulk Commodities | AUX 1
Discipline | Bulk Commodities | AUX 2
Discipline | Bulk Commodities | AUX 3
Discipline | Bulk Commodities | AUX 4
Discipline | Bulk Commodities | AUX 5
Discipline | Bulk Commodities | AUX 6
Discipline | Bulk Commodities | AUX 7
Discipline | Bulk Commodities | Component Class
Discipline | Bulk Commodities | Designer
Discipline | Bulk Commodities | Engineer Responsible
Discipline | Bulk Commodities | Engineering Doc #
Discipline | Bulk Commodities | Engineering Doc Rev #
Discipline | Bulk Commodities | KIX Asset Type
Discipline | Bulk Commodities | Manufacturer Doc #
Discipline | Bulk Commodities | Manufacturer Doc Rev #
Discipline | Bulk Commodities | P&ID Doc Rev #
Discipline | Bulk Commodities | PLI Activity Type
Discipline | Bulk Commodities | Preliminary Status
Discipline | Bulk Commodities | Project Doc #
Discipline | Bulk Commodities | Punch List ID
Discipline | Bulk Commodities | Responsible for Take-Off
Discipline | Bulk Commodities | Trade
Discipline | Bulk Commodities | Vendor Doc #
Discipline | Bulk Commodities | Vendor Doc Rev #
Discipline | Change Orders, Contract Allowances and Back charges | Account Code Description
Discipline | Change Orders, Contract Allowances and Back charges | Account Code Number
Discipline | Change Orders, Contract Allowances and Back charges | AUX 1
Discipline | Change Orders, Contract Allowances and Back charges | AUX 2
Discipline | Change Orders, Contract Allowances and Back charges | AUX 3
Discipline | Change Orders, Contract Allowances and Back charges | AUX 4
Discipline | Change Orders, Contract Allowances and Back charges | AUX 5
Discipline | Change Orders, Contract Allowances and Back charges | Component Class
Discipline | Change Orders, Contract Allowances and Back charges | Designer
Discipline | Change Orders, Contract Allowances and Back charges | Engineering Doc #
Discipline | Change Orders, Contract Allowances and Back charges | Engineering Doc Rev #
Discipline | Change Orders, Contract Allowances and Back charges | KIX Asset Type
Discipline | Change Orders, Contract Allowances and Back charges | Manufacturer Doc #
Discipline | Change Orders, Contract Allowances and Back charges | Manufacturer Doc Rev #
Discipline | Change Orders, Contract Allowances and Back charges | P&ID Doc Rev #
Discipline | Change Orders, Contract Allowances and Back charges | PLI Activity Type
Discipline | Change Orders, Contract Allowances and Back charges | Preliminary Status
Discipline | Change Orders, Contract Allowances and Back charges | Punch List ID
Discipline | Change Orders, Contract Allowances and Back charges | Responsible for Take-Off
Discipline | Change Orders, Contract Allowances and Back charges | Vendor Doc Rev #
Discipline | Civil Structures | Account Code Description
Discipline | Civil Structures | Account Code Number
Discipline | Civil Structures | AUX 1
Discipline | Civil Structures | AUX 2
Discipline | Civil Structures | AUX 3
Discipline | Civil Structures | AUX 4
Discipline | Civil Structures | AUX 5
Discipline | Civil Structures | AUX 6
Discipline | Civil Structures | AUX 7
Discipline | Civil Structures | BHN
Discipline | Civil Structures | Cable Size
Discipline | Civil Structures | Component Class
Discipline | Civil Structures | Designer
Discipline | Civil Structures | Designer Material
Discipline | Civil Structures | Designer Material Description
Discipline | Civil Structures | Electrical Drawing
Discipline | Civil Structures | Engineer
Discipline | Civil Structures | Engineer Responsible
Discipline | Civil Structures | Equipment #
Discipline | Civil Structures | Foundation
Discipline | Civil Structures | Foundation Drawing
Discipline | Civil Structures | Height
Discipline | Civil Structures | KIX Asset Type
Discipline | Civil Structures | Length
Discipline | Civil Structures | Manufacturer Doc #
Discipline | Civil Structures | Manufacturer Doc Rev #
Discipline | Civil Structures | P&ID Doc Rev #
Discipline | Civil Structures | Parent ID
Discipline | Civil Structures | Pipe Drawing
Discipline | Civil Structures | PLI Activity Type
Discipline | Civil Structures | Preliminary Status
Discipline | Civil Structures | Project Doc #
Discipline | Civil Structures | Project Doc Rev #
Discipline | Civil Structures | Punch List ID
Discipline | Civil Structures | Responsible for Take-Off
Discipline | Civil Structures | Shoring
Discipline | Civil Structures | Trench
Discipline | Civil Structures | Vendor Doc #
Discipline | Civil Structures | Vendor Doc Rev #
Discipline | Civil Structures | Width
Discipline | Civil Support | Account Code Description
Discipline | Civil Support | Account Code Number
Discipline | Civil Support | AUX 1
Discipline | Civil Support | Component Class
Discipline | Civil Support | Engineer Responsible
Discipline | Civil Support | Project Doc #
Discipline | Civil Support | Project Doc Rev #
Discipline | Civil Support | Responsible for Take-Off
Discipline | Civil Support Operations | Account Code Description
Discipline | Civil Support Operations | Account Code Number
Discipline | Civil Support Operations | AUX 1
Discipline | Civil Support Operations | AUX 2
Discipline | Civil Support Operations | AUX 3
Discipline | Civil Support Operations | AUX 4
Discipline | Civil Support Operations | AUX 5
Discipline | Civil Support Operations | Component Class
Discipline | Civil Support Operations | Engineer Responsible
Discipline | Civil Support Operations | Project Doc #
Discipline | Civil Support Operations | Project Doc Rev #
Discipline | Civil Support Operations | Responsible for Take-Off
Discipline | Civil Utilities | Account Code Description
Discipline | Civil Utilities | Account Code Number
Discipline | Civil Utilities | AUX 1
Discipline | Civil Utilities | AUX 2
Discipline | Civil Utilities | AUX 3
Discipline | Civil Utilities | AUX 4
Discipline | Civil Utilities | AUX 5
Discipline | Civil Utilities | AUX 6
Discipline | Civil Utilities | AUX 7
Discipline | Civil Utilities | BHN
Discipline | Civil Utilities | Cable Size
Discipline | Civil Utilities | Change #
Discipline | Civil Utilities | Component Class
Discipline | Civil Utilities | Designer
Discipline | Civil Utilities | Designer Material
Discipline | Civil Utilities | Designer Material Description
Discipline | Civil Utilities | Electrical Drawing
Discipline | Civil Utilities | Engineer Responsible
Discipline | Civil Utilities | Engineering Doc #
Discipline | Civil Utilities | Engineering Doc Rev #
Discipline | Civil Utilities | Equipment #
Discipline | Civil Utilities | Foundation
Discipline | Civil Utilities | Foundation Drawing
Discipline | Civil Utilities | Height
Discipline | Civil Utilities | KIX Asset Type
Discipline | Civil Utilities | Length
Discipline | Civil Utilities | Manufacturer Doc #
Discipline | Civil Utilities | Manufacturer Doc Rev #
Discipline | Civil Utilities | Mechanical Drawing
Discipline | Civil Utilities | P&ID Doc Rev #
Discipline | Civil Utilities | Parent ID
Discipline | Civil Utilities | Pipe Drawing
Discipline | Civil Utilities | PLI Activity Type
Discipline | Civil Utilities | Preliminary Status
Discipline | Civil Utilities | Project Doc #
Discipline | Civil Utilities | Project Doc Rev #
Discipline | Civil Utilities | Punch List ID
Discipline | Civil Utilities | Responsible for Take-Off
Discipline | Civil Utilities | Shoring
Discipline | Civil Utilities | Trench
Discipline | Civil Utilities | Vendor Doc #
Discipline | Civil Utilities | Vendor Doc Rev #
Discipline | Civil Utilities | Width
Discipline | Commercial Cost | Account Code Description
Discipline | Commercial Cost | Account Code Number
Discipline | Commercial Cost | AUX 1
Discipline | Commercial Cost | AUX 2
Discipline | Commercial Cost | AUX 3
Discipline | Commercial Cost | AUX 4
Discipline | Commercial Cost | AUX 5
Discipline | Commercial Cost | Component Class
Discipline | Commercial Cost | Designer
Discipline | Commercial Cost | Engineer Responsible
Discipline | Commercial Cost | Engineering Doc #
Discipline | Commercial Cost | Engineering Doc Rev #
Discipline | Commercial Cost | KIX Asset Type
Discipline | Commercial Cost | Manufacturer Doc #
Discipline | Commercial Cost | Manufacturer Doc Rev #
Discipline | Commercial Cost | P&ID Doc Rev #
Discipline | Commercial Cost | PLI Activity Type
Discipline | Commercial Cost | Preliminary Status
Discipline | Commercial Cost | Punch List ID
Discipline | Commercial Cost | Responsible for Take-Off
Discipline | Commercial Cost | Trade
Discipline | Commercial Cost | Vendor Doc #
Discipline | Commercial Cost | Vendor Doc Rev #
Discipline | Concrete | Account Code Description
Discipline | Concrete | Account Code Number
Discipline | Concrete | Actual Quantity
Discipline | Concrete | AUX 1
Discipline | Concrete | AUX 2
Discipline | Concrete | AUX 3
Discipline | Concrete | AUX 4
Discipline | Concrete | AUX 5
Discipline | Concrete | AUX 6
Discipline | Concrete | AUX 7
Discipline | Concrete | Bracing
Discipline | Concrete | Change #
Discipline | Concrete | Component Class
Discipline | Concrete | Designer
Discipline | Concrete | Designer Material
Discipline | Concrete | Designer Material Description
Discipline | Concrete | Electrical Drawing
Discipline | Concrete | Engineer Responsible
Discipline | Concrete | Engineering Doc #
Discipline | Concrete | Engineering Doc Rev #
Discipline | Concrete | Formwork
Discipline | Concrete | Formwork Drawing
Discipline | Concrete | Foundation
Discipline | Concrete | Foundation Drawing
Discipline | Concrete | General Arrangement
Discipline | Concrete | Height
Discipline | Concrete | KIX Asset Type
Discipline | Concrete | Length
Discipline | Concrete | Location
Discipline | Concrete | Manufacturer Doc #
Discipline | Concrete | Manufacturer Doc Rev #
Discipline | Concrete | Mix #
Discipline | Concrete | P&ID Doc Rev #
Discipline | Concrete | Parent ID
Discipline | Concrete | Pipe Drawing
Discipline | Concrete | PLI Activity Type
Discipline | Concrete | Preliminary Status
Discipline | Concrete | Project Doc #
Discipline | Concrete | Project Doc Rev #
Discipline | Concrete | Punch List ID
Discipline | Concrete | Responsible for Take-Off
Discipline | Concrete | Shoring
Discipline | Concrete | Structure Drawing
Discipline | Concrete | Structure ID
Discipline | Concrete | Tag Drawing
Discipline | Concrete | Tag Status
Discipline | Concrete | Tag Type
Discipline | Concrete | Trench
Discipline | Concrete | Vendor Doc #
Discipline | Concrete | Vendor Doc Rev #
Discipline | Concrete | Width
Discipline | Construction Equipment | Account Code Description
Discipline | Construction Equipment | Account Code Number
Discipline | Construction Equipment | Alignment
Discipline | Construction Equipment | AUX 1
Discipline | Construction Equipment | AUX 2
Discipline | Construction Equipment | AUX 3
Discipline | Construction Equipment | AUX 4
Discipline | Construction Equipment | AUX 5
Discipline | Construction Equipment | Clean & Close
Discipline | Construction Equipment | Coating
Discipline | Construction Equipment | Component Class
Discipline | Construction Equipment | Data Sheet
Discipline | Construction Equipment | Designer
Discipline | Construction Equipment | Engineer Responsible
Discipline | Construction Equipment | Engineering Doc #
Discipline | Construction Equipment | Engineering Doc Rev #
Discipline | Construction Equipment | Fire Proofing
Discipline | Construction Equipment | Foundation Drawing
Discipline | Construction Equipment | General Arrangement
Discipline | Construction Equipment | Installed By
Discipline | Construction Equipment | Installed date
Discipline | Construction Equipment | Insulation Thickness
Discipline | Construction Equipment | Insulation Type
Discipline | Construction Equipment | Internals Required
Discipline | Construction Equipment | KIX Asset Type
Discipline | Construction Equipment | Manufacturer Doc #
Discipline | Construction Equipment | Manufacturer Doc Rev #
Discipline | Construction Equipment | One Line
Discipline | Construction Equipment | P&ID Doc Rev #
Discipline | Construction Equipment | P&ID Doc#
Discipline | Construction Equipment | PLI Activity Type
Discipline | Construction Equipment | Preliminary Status
Discipline | Construction Equipment | Project Doc #
Discipline | Construction Equipment | Project Doc Rev #
Discipline | Construction Equipment | Punch List ID
Discipline | Construction Equipment | Responsible for Take-Off
Discipline | Construction Equipment | Schedule Drawing
Discipline | Construction Equipment | Trade
Discipline | Construction Equipment | Vendor Doc Rev #
Discipline | Contingency | Account Code Description
Discipline | Contingency | Account Code Number
Discipline | Contingency | AUX 1
Discipline | Contingency | AUX 2
Discipline | Contingency | AUX 3
Discipline | Contingency | AUX 4
Discipline | Contingency | AUX 5
Discipline | Contingency | Component Class
Discipline | Contingency | Designer
Discipline | Contingency | Engineer Responsible
Discipline | Contingency | Engineering Doc #
Discipline | Contingency | Engineering Doc Rev #
Discipline | Contingency | KIX Asset Type
Discipline | Contingency | Manufacturer Doc #
Discipline | Contingency | Manufacturer Doc Rev #
Discipline | Contingency | P&ID Doc Rev #
Discipline | Contingency | Preliminary Status
Discipline | Contingency | Responsible for Take-Off
Discipline | Contingency | Trade
Discipline | Contingency | Vendor Doc #
Discipline | Contingency | Vendor Doc Rev #
Discipline | Contract | AUX 1
Discipline | Contract | AUX 2
Discipline | Contract | AUX 3
Discipline | Contract | AUX 4
Discipline | Contract | AUX 5
Discipline | Deep Foundations | Account Code Description
Discipline | Deep Foundations | Account Code Number
Discipline | Deep Foundations | Actual Quantity
Discipline | Deep Foundations | AUX 1
Discipline | Deep Foundations | AUX 2
Discipline | Deep Foundations | AUX 3
Discipline | Deep Foundations | AUX 4
Discipline | Deep Foundations | AUX 5
Discipline | Deep Foundations | AUX 6
Discipline | Deep Foundations | AUX 7
Discipline | Deep Foundations | BHN
Discipline | Deep Foundations | Bracing
Discipline | Deep Foundations | Component Class
Discipline | Deep Foundations | Designer
Discipline | Deep Foundations | Designer Material
Discipline | Deep Foundations | Designer Material Description
Discipline | Deep Foundations | Electrical Drawing
Discipline | Deep Foundations | Engineer Responsible
Discipline | Deep Foundations | Engineering Doc #
Discipline | Deep Foundations | Engineering Doc Rev #
Discipline | Deep Foundations | Formwork
Discipline | Deep Foundations | Formwork Drawing
Discipline | Deep Foundations | Foundation
Discipline | Deep Foundations | Foundation Drawing
Discipline | Deep Foundations | General Arrangement
Discipline | Deep Foundations | Height
Discipline | Deep Foundations | KIX Asset Type
Discipline | Deep Foundations | Length
Discipline | Deep Foundations | Location
Discipline | Deep Foundations | Manufacturer Doc #
Discipline | Deep Foundations | Manufacturer Doc Rev #
Discipline | Deep Foundations | Mix #
Discipline | Deep Foundations | P&ID Doc Rev #
Discipline | Deep Foundations | Pipe Drawing
Discipline | Deep Foundations | PLI Activity Type
Discipline | Deep Foundations | Preliminary Status
Discipline | Deep Foundations | Project Doc #
Discipline | Deep Foundations | Project Doc Rev #
Discipline | Deep Foundations | Punch List ID
Discipline | Deep Foundations | Responsible for Take-Off
Discipline | Deep Foundations | Shoring
Discipline | Deep Foundations | Tag Drawing
Discipline | Deep Foundations | Tag Status
Discipline | Deep Foundations | Tag Type
Discipline | Deep Foundations | Trench
Discipline | Deep Foundations | Vendor Doc #
Discipline | Deep Foundations | Vendor Doc Rev #
Discipline | Deep Foundations | Width
Discipline | Design Engineering | Account Code Description
Discipline | Design Engineering | Account Code Number
Discipline | Design Engineering | Component Class
Discipline | Design Engineering | Designer
Discipline | Design Engineering | Engineering Doc #
Discipline | Design Engineering | Engineering Doc Rev #
Discipline | Design Engineering | KIX Asset Type
Discipline | Design Engineering | Manufacturer Doc #
Discipline | Design Engineering | Manufacturer Doc Rev #
Discipline | Design Engineering | P&ID Doc Rev #
Discipline | Design Engineering | PLI Activity Type
Discipline | Design Engineering | Preliminary Status
Discipline | Design Engineering | Punch List ID
Discipline | Design Engineering | Responsible for Take-Off
Discipline | Design Engineering | Vendor Doc Rev #
Discipline | Direct Estimated ST&S | Account Code Description
Discipline | Direct Estimated ST&S | Account Code Number
Discipline | Direct Estimated ST&S | AUX 1
Discipline | Direct Estimated ST&S | AUX 2
Discipline | Direct Estimated ST&S | AUX 3
Discipline | Direct Estimated ST&S | AUX 4
Discipline | Direct Estimated ST&S | AUX 5
Discipline | Direct Estimated ST&S | Designer
Discipline | Direct Estimated ST&S | Engineer Responsible
Discipline | Direct Estimated ST&S | Engineering Doc #
Discipline | Direct Estimated ST&S | Engineering Doc Rev #
Discipline | Direct Estimated ST&S | KIX Asset Type
Discipline | Direct Estimated ST&S | Manufacturer Doc #
Discipline | Direct Estimated ST&S | Manufacturer Doc Rev #
Discipline | Direct Estimated ST&S | P&ID Doc Rev #
Discipline | Direct Estimated ST&S | PLI Activity Type
Discipline | Direct Estimated ST&S | Preliminary Status
Discipline | Direct Estimated ST&S | Punch List ID
Discipline | Direct Estimated ST&S | Responsible for Take-Off
Discipline | Direct Estimated ST&S | Trade
Discipline | Direct Estimated ST&S | Vendor Doc #
Discipline | Direct Estimated ST&S | Vendor Doc Rev #
Discipline | Discipline Services,Tools and Supplies | Account Code Description
Discipline | Discipline Services,Tools and Supplies | Account Code Number
Discipline | Discipline Services,Tools and Supplies | AUX 1
Discipline | Discipline Services,Tools and Supplies | AUX 2
Discipline | Discipline Services,Tools and Supplies | AUX 3
Discipline | Discipline Services,Tools and Supplies | AUX 4
Discipline | Discipline Services,Tools and Supplies | AUX 5
Discipline | Discipline Services,Tools and Supplies | Designer
Discipline | Discipline Services,Tools and Supplies | Engineer Responsible
Discipline | Discipline Services,Tools and Supplies | Engineering Doc #
Discipline | Discipline Services,Tools and Supplies | Engineering Doc Rev #
Discipline | Discipline Services,Tools and Supplies | KIX Asset Type
Discipline | Discipline Services,Tools and Supplies | Manufacturer Doc #
Discipline | Discipline Services,Tools and Supplies | Manufacturer Doc Rev #
Discipline | Discipline Services,Tools and Supplies | P&ID Doc Rev #
Discipline | Discipline Services,Tools and Supplies | PLI Activity Type
Discipline | Discipline Services,Tools and Supplies | Preliminary Status
Discipline | Discipline Services,Tools and Supplies | Punch List ID
Discipline | Discipline Services,Tools and Supplies | Responsible for Take-Off
Discipline | Discipline Services,Tools and Supplies | Trade
Discipline | Discipline Services,Tools and Supplies | Vendor Doc #
Discipline | Discipline Services,Tools and Supplies | Vendor Doc Rev #
Discipline | Electrical | Account Code Description
Discipline | Electrical | Account Code Number
Discipline | Electrical | Actual Length
Discipline | Electrical | AUX 1
Discipline | Electrical | AUX 2
Discipline | Electrical | AUX 3
Discipline | Electrical | AUX 4
Discipline | Electrical | AUX 5
Discipline | Electrical | AUX 6
Discipline | Electrical | AUX 7
Discipline | Electrical | BHN
Discipline | Electrical | Breaker ID
Discipline | Electrical | Cable Raceway
Discipline | Electrical | Cable Routing
Discipline | Electrical | Cable Size
Discipline | Electrical | Cable Type
Discipline | Electrical | Category
Discipline | Electrical | Change #
Discipline | Electrical | Circuit #
Discipline | Electrical | Circuit Numbers
Discipline | Electrical | Compartment From
Discipline | Electrical | Compartment To
Discipline | Electrical | Component Class
Discipline | Electrical | Connection
Discipline | Electrical | Connection Drawing From
Discipline | Electrical | Connection Drawing To
Discipline | Electrical | Connection Type From
Discipline | Electrical | Connection Type To
Discipline | Electrical | Cut Length
Discipline | Electrical | Data Sheet
Discipline | Electrical | Designer
Discipline | Electrical | Designer Material Description
Discipline | Electrical | E&I Cable Routing
Discipline | Electrical | E&I Designer Material Description
Discipline | Electrical | E&I Instrument Type
Discipline | Electrical | E&I Matl Code
Discipline | Electrical | Electrical Drawing
Discipline | Electrical | Engineer
Discipline | Electrical | Engineer Responsible
Discipline | Electrical | Engineering Doc #
Discipline | Electrical | Engineering Doc Rev #
Discipline | Electrical | Equipment #
Discipline | Electrical | Equipment From
Discipline | Electrical | Equipment Location From
Discipline | Electrical | Equipment Location To
Discipline | Electrical | Equipment Plan
Discipline | Electrical | Equipment To
Discipline | Electrical | EWP
Discipline | Electrical | Foundation Drawing
Discipline | Electrical | From Drawing
Discipline | Electrical | From Side
Discipline | Electrical | General Arrangement
Discipline | Electrical | Ground Cable Size
Discipline | Electrical | Heat Trace Line Numbers
Discipline | Electrical | Isometric
Discipline | Electrical | KIX Asset Type
Discipline | Electrical | Loop & Signal #
Discipline | Electrical | Manufacturer Doc #
Discipline | Electrical | Manufacturer Doc Rev #
Discipline | Electrical | One Line
Discipline | Electrical | P&ID Doc Rev #
Discipline | Electrical | P&ID Doc#
Discipline | Electrical | Parent ID
Discipline | Electrical | Pipeline #
Discipline | Electrical | PLI Activity Type
Discipline | Electrical | Preliminary Status
Discipline | Electrical | Project Doc #
Discipline | Electrical | Project Doc Rev #
Discipline | Electrical | Punch List ID
Discipline | Electrical | Reel #
Discipline | Electrical | Responsible for Take-Off
Discipline | Electrical | Schedule Drawing
Discipline | Electrical | Segment Code
Discipline | Electrical | Tag Type
Discipline | Electrical | To Drawing
Discipline | Electrical | To Side
Discipline | Electrical | Trace Type
Discipline | Electrical | Trench
Discipline | Electrical | Vendor Doc #
Discipline | Electrical | Vendor Doc Rev #
Discipline | Electrical | Voltage
Discipline | Electrical | Width
Discipline | Engineered Equipment | Account Code Description
Discipline | Engineered Equipment | Account Code Number
Discipline | Engineered Equipment | Alignment
Discipline | Engineered Equipment | AUX 1
Discipline | Engineered Equipment | AUX 2
Discipline | Engineered Equipment | AUX 3
Discipline | Engineered Equipment | AUX 4
Discipline | Engineered Equipment | AUX 5
Discipline | Engineered Equipment | AUX 6
Discipline | Engineered Equipment | AUX 7
Discipline | Engineered Equipment | Clean & Close
Discipline | Engineered Equipment | Coating
Discipline | Engineered Equipment | Component Class
Discipline | Engineered Equipment | Data Sheet
Discipline | Engineered Equipment | Designer
Discipline | Engineered Equipment | Engineer Responsible
Discipline | Engineered Equipment | Engineering Doc #
Discipline | Engineered Equipment | Engineering Doc Rev #
Discipline | Engineered Equipment | Fire Proofing
Discipline | Engineered Equipment | Foundation Drawing
Discipline | Engineered Equipment | General Arrangement
Discipline | Engineered Equipment | Installed By
Discipline | Engineered Equipment | Installed date
Discipline | Engineered Equipment | Insulation Thickness
Discipline | Engineered Equipment | Insulation Type
Discipline | Engineered Equipment | Internals Required
Discipline | Engineered Equipment | KIX Asset Type
Discipline | Engineered Equipment | Manufacturer Doc #
Discipline | Engineered Equipment | Manufacturer Doc Rev #
Discipline | Engineered Equipment | One Line
Discipline | Engineered Equipment | P&ID Doc Rev #
Discipline | Engineered Equipment | P&ID Doc#
Discipline | Engineered Equipment | PLI Activity Type
Discipline | Engineered Equipment | Preliminary Status
Discipline | Engineered Equipment | Project Doc #
Discipline | Engineered Equipment | Project Doc Rev #
Discipline | Engineered Equipment | Punch List ID
Discipline | Engineered Equipment | Responsible for Take-Off
Discipline | Engineered Equipment | Schedule Drawing
Discipline | Engineered Equipment | Tag Drawing
Discipline | Engineered Equipment | Tag Type
Discipline | Engineered Equipment | Trade
Discipline | Engineered Equipment | Vendor Doc Rev #
Discipline | Engineering | Account Code Description
Discipline | Engineering | Account Code Number
Discipline | Engineering | AUX 1
Discipline | Engineering | AUX 2
Discipline | Engineering | AUX 3
Discipline | Engineering | AUX 4
Discipline | Engineering | AUX 5
Discipline | Engineering | AUX 6
Discipline | Engineering | AUX 7
Discipline | Engineering | Component Class
Discipline | Engineering | Designer
Discipline | Engineering | Engineer Responsible
Discipline | Engineering | Engineering Doc #
Discipline | Engineering | Engineering Doc Rev #
Discipline | Engineering | KIX Asset Type
Discipline | Engineering | Manufacturer Doc #
Discipline | Engineering | Manufacturer Doc Rev #
Discipline | Engineering | P&ID Doc Rev #
Discipline | Engineering | PLI Activity Type
Discipline | Engineering | Preliminary Status
Discipline | Engineering | Punch List ID
Discipline | Engineering | Responsible for Take-Off
Discipline | Engineering | Trade
Discipline | Engineering | Vendor Doc #
Discipline | Engineering | Vendor Doc Rev #
Discipline | Grading | Account Code Description
Discipline | Grading | Account Code Number
Discipline | Grading | AUX 1
Discipline | Grading | AUX 2
Discipline | Grading | AUX 3
Discipline | Grading | AUX 4
Discipline | Grading | AUX 5
Discipline | Grading | AUX 6
Discipline | Grading | AUX 7
Discipline | Grading | Change #
Discipline | Grading | Component Class
Discipline | Grading | Designer
Discipline | Grading | Designer Material
Discipline | Grading | Designer Material Description
Discipline | Grading | Electrical Drawing
Discipline | Grading | Engineer Responsible
Discipline | Grading | Engineering Doc #
Discipline | Grading | Engineering Doc Rev #
Discipline | Grading | Equipment #
Discipline | Grading | Foundation
Discipline | Grading | Foundation Drawing
Discipline | Grading | Height
Discipline | Grading | KIX Asset Type
Discipline | Grading | Length
Discipline | Grading | Manufacturer Doc #
Discipline | Grading | Manufacturer Doc Rev #
Discipline | Grading | Mechanical Drawing
Discipline | Grading | P&ID Doc Rev #
Discipline | Grading | Parent ID
Discipline | Grading | Pipe Drawing
Discipline | Grading | PLI Activity Type
Discipline | Grading | Preliminary Status
Discipline | Grading | Project Doc #
Discipline | Grading | Project Doc Rev #
Discipline | Grading | Punch List ID
Discipline | Grading | Responsible for Take-Off
Discipline | Grading | Shoring
Discipline | Grading | Trench
Discipline | Grading | Vendor Doc #
Discipline | Grading | Vendor Doc Rev #
Discipline | Grading | Width
Discipline | Instrumentation | Account Code Description
Discipline | Instrumentation | Account Code Number
Discipline | Instrumentation | Actual Quantity
Discipline | Instrumentation | AUX 1
Discipline | Instrumentation | AUX 2
Discipline | Instrumentation | AUX 3
Discipline | Instrumentation | AUX 4
Discipline | Instrumentation | AUX 5
Discipline | Instrumentation | AUX 6
Discipline | Instrumentation | AUX 7
Discipline | Instrumentation | BHN
Discipline | Instrumentation | Calibration Range
Discipline | Instrumentation | Category
Discipline | Instrumentation | Change #
Discipline | Instrumentation | Circuit Numbers
Discipline | Instrumentation | Component Class
Discipline | Instrumentation | Connection Type From
Discipline | Instrumentation | Connection Type To
Discipline | Instrumentation | Data Sheet
Discipline | Instrumentation | Data Sheet Number
Discipline | Instrumentation | Designer
Discipline | Instrumentation | E&I Instrument Type
Discipline | Instrumentation | Engineer Responsible
Discipline | Instrumentation | Engineering Doc #
Discipline | Instrumentation | Engineering Doc Rev #
Discipline | Instrumentation | Equipment #
Discipline | Instrumentation | Equipment Plan
Discipline | Instrumentation | EWP
Discipline | Instrumentation | General Arrangement
Discipline | Instrumentation | Installed By
Discipline | Instrumentation | Installed date
Discipline | Instrumentation | Instrument Detail
Discipline | Instrumentation | Instrument Type
Discipline | Instrumentation | Isometric
Discipline | Instrumentation | KIX Asset Type
Discipline | Instrumentation | Loop #
Discipline | Instrumentation | Loop Sheet
Discipline | Instrumentation | Manufacturer Doc #
Discipline | Instrumentation | Manufacturer Doc Rev #
Discipline | Instrumentation | Model
Discipline | Instrumentation | P&ID Doc Rev #
Discipline | Instrumentation | P&ID Doc#
Discipline | Instrumentation | Parent ID
Discipline | Instrumentation | PLI Activity Type
Discipline | Instrumentation | Preliminary Status
Discipline | Instrumentation | Project Doc #
Discipline | Instrumentation | Project Doc Rev #
Discipline | Instrumentation | Punch List ID
Discipline | Instrumentation | Responsible for Take-Off
Discipline | Instrumentation | Stand #
Discipline | Instrumentation | Tag Drawing
Discipline | Instrumentation | Tag Type
Discipline | Instrumentation | Trace Type
Discipline | Instrumentation | Vendor Doc #
Discipline | Instrumentation | Vendor Doc Rev #
Discipline | Instrumentation | Voltage
Discipline | Job Related Overhead | Account Code Description
Discipline | Job Related Overhead | Account Code Number
Discipline | Job Related Overhead | AUX 1
Discipline | Job Related Overhead | AUX 2
Discipline | Job Related Overhead | AUX 3
Discipline | Job Related Overhead | AUX 4
Discipline | Job Related Overhead | AUX 5
Discipline | Job Related Overhead | Change #
Discipline | Job Related Overhead | Designer
Discipline | Job Related Overhead | Engineer Responsible
Discipline | Job Related Overhead | Engineering Doc #
Discipline | Job Related Overhead | Engineering Doc Rev #
Discipline | Job Related Overhead | KIX Asset Type
Discipline | Job Related Overhead | Manufacturer Doc #
Discipline | Job Related Overhead | Manufacturer Doc Rev #
Discipline | Job Related Overhead | P&ID Doc Rev #
Discipline | Job Related Overhead | Preliminary Status
Discipline | Job Related Overhead | Responsible for Take-Off
Discipline | Job Related Overhead | Trade
Discipline | Job Related Overhead | Vendor Doc #
Discipline | Job Related Overhead | Vendor Doc Rev #
Discipline | Mechanical Equipment | Account Code Description
Discipline | Mechanical Equipment | Account Code Number
Discipline | Mechanical Equipment | Alignment
Discipline | Mechanical Equipment | AUX 1
Discipline | Mechanical Equipment | AUX 2
Discipline | Mechanical Equipment | AUX 3
Discipline | Mechanical Equipment | AUX 4
Discipline | Mechanical Equipment | AUX 5
Discipline | Mechanical Equipment | AUX 6
Discipline | Mechanical Equipment | AUX 7
Discipline | Mechanical Equipment | Change #
Discipline | Mechanical Equipment | Clean & Close
Discipline | Mechanical Equipment | Coating
Discipline | Mechanical Equipment | Component Class
Discipline | Mechanical Equipment | Data Sheet
Discipline | Mechanical Equipment | Designer
Discipline | Mechanical Equipment | Engineer Responsible
Discipline | Mechanical Equipment | Engineering Doc #
Discipline | Mechanical Equipment | Engineering Doc Rev #
Discipline | Mechanical Equipment | Equipment #
Discipline | Mechanical Equipment | Fire Proofing
Discipline | Mechanical Equipment | Fluid Code
Discipline | Mechanical Equipment | Foundation Drawing
Discipline | Mechanical Equipment | General Arrangement
Discipline | Mechanical Equipment | Installed By
Discipline | Mechanical Equipment | Installed date
Discipline | Mechanical Equipment | Insulation
Discipline | Mechanical Equipment | Insulation Thickness
Discipline | Mechanical Equipment | Insulation Type
Discipline | Mechanical Equipment | Internals Required
Discipline | Mechanical Equipment | Isometric
Discipline | Mechanical Equipment | KIX Asset Type
Discipline | Mechanical Equipment | Manufacturer Doc #
Discipline | Mechanical Equipment | Manufacturer Doc Rev #
Discipline | Mechanical Equipment | One Line
Discipline | Mechanical Equipment | P&ID Doc Rev #
Discipline | Mechanical Equipment | P&ID Doc#
Discipline | Mechanical Equipment | Parent ID
Discipline | Mechanical Equipment | PLI Activity Type
Discipline | Mechanical Equipment | Preliminary Status
Discipline | Mechanical Equipment | Project Doc #
Discipline | Mechanical Equipment | Project Doc Rev #
Discipline | Mechanical Equipment | Punch List ID
Discipline | Mechanical Equipment | Responsible for Take-Off
Discipline | Mechanical Equipment | Schedule Drawing
Discipline | Mechanical Equipment | Tag Drawing
Discipline | Mechanical Equipment | Tag Type
Discipline | Mechanical Equipment | Trade
Discipline | Mechanical Equipment | Trench
Discipline | Mechanical Equipment | Vendor Doc #
Discipline | Mechanical Equipment | Vendor Doc Rev #
Discipline | Metals | Account Code Description
Discipline | Metals | Account Code Number
Discipline | Metals | AUX 1
Discipline | Metals | AUX 2
Discipline | Metals | AUX 3
Discipline | Metals | AUX 4
Discipline | Metals | AUX 5
Discipline | Metals | AUX 6
Discipline | Metals | AUX 7
Discipline | Metals | BHN
Discipline | Metals | Change #
Discipline | Metals | Coating
Discipline | Metals | Component Class
Discipline | Metals | Designer
Discipline | Metals | Engineer Responsible
Discipline | Metals | Engineering Doc #
Discipline | Metals | Engineering Doc Rev #
Discipline | Metals | Foundation Drawing
Discipline | Metals | Grade
Discipline | Metals | Heat #
Discipline | Metals | Height
Discipline | Metals | KIX Asset Type
Discipline | Metals | Length
Discipline | Metals | Manufacturer Doc #
Discipline | Metals | Manufacturer Doc Rev #
Discipline | Metals | P&ID Doc Rev #
Discipline | Metals | Parent ID
Discipline | Metals | PLI Activity Type
Discipline | Metals | Preliminary Status
Discipline | Metals | Project Doc #
Discipline | Metals | Project Doc Rev #
Discipline | Metals | Punch List ID
Discipline | Metals | Responsible for Take-Off
Discipline | Metals | Sequence
Discipline | Metals | Structure Drawing
Discipline | Metals | Structure ID
Discipline | Metals | Tag Drawing
Discipline | Metals | Tag Type
Discipline | Metals | Tons
Discipline | Metals | Torque Value
Discipline | Metals | Total Pieces
Discipline | Metals | Trench
Discipline | Metals | Vendor Doc #
Discipline | Metals | Vendor Doc Rev #
Discipline | Metals | Width
Discipline | Mining | Account Code Description
Discipline | Mining | Account Code Number
Discipline | Mining | AUX 1
Discipline | Mining | AUX 2
Discipline | Mining | AUX 3
Discipline | Mining | AUX 4
Discipline | Mining | AUX 5
Discipline | Mining | Designer
Discipline | Mining | Engineer Responsible
Discipline | Mining | Engineering Doc #
Discipline | Mining | Engineering Doc Rev #
Discipline | Mining | KIX Asset Type
Discipline | Mining | Manufacturer Doc #
Discipline | Mining | Manufacturer Doc Rev #
Discipline | Mining | P&ID Doc Rev #
Discipline | Mining | PLI Activity Type
Discipline | Mining | Preliminary Status
Discipline | Mining | Punch List ID
Discipline | Mining | Responsible for Take-Off
Discipline | Mining | Trade
Discipline | Mining | Vendor Doc #
Discipline | Mining | Vendor Doc Rev #
Discipline | Misc Specialty Work | Account Code Description
Discipline | Misc Specialty Work | Account Code Number
Discipline | Misc Specialty Work | AUX 1
Discipline | Misc Specialty Work | AUX 2
Discipline | Misc Specialty Work | AUX 3
Discipline | Misc Specialty Work | AUX 4
Discipline | Misc Specialty Work | AUX 5
Discipline | Misc Specialty Work | AUX 6
Discipline | Misc Specialty Work | AUX 7
Discipline | Misc Specialty Work | Component Class
Discipline | Misc Specialty Work | Designer
Discipline | Misc Specialty Work | Engineer Responsible
Discipline | Misc Specialty Work | Engineering Doc #
Discipline | Misc Specialty Work | Engineering Doc Rev #
Discipline | Misc Specialty Work | Isometric
Discipline | Misc Specialty Work | KIX Asset Type
Discipline | Misc Specialty Work | Manufacturer Doc #
Discipline | Misc Specialty Work | Manufacturer Doc Rev #
Discipline | Misc Specialty Work | P&ID Doc Rev #
Discipline | Misc Specialty Work | PLI Activity Type
Discipline | Misc Specialty Work | Preliminary Status
Discipline | Misc Specialty Work | Project Doc #
Discipline | Misc Specialty Work | Project Doc Rev #
Discipline | Misc Specialty Work | Punch List ID
Discipline | Misc Specialty Work | Responsible for Take-Off
Discipline | Misc Specialty Work | Trade
Discipline | Misc Specialty Work | Vendor Doc #
Discipline | Misc Specialty Work | Vendor Doc Rev #
Discipline | Offshore Fabrication | Account Code Description
Discipline | Offshore Fabrication | Account Code Number
Discipline | Offshore Fabrication | AUX 1
Discipline | Offshore Fabrication | AUX 2
Discipline | Offshore Fabrication | AUX 3
Discipline | Offshore Fabrication | AUX 4
Discipline | Offshore Fabrication | AUX 5
Discipline | Offshore Fabrication | Component Class
Discipline | Offshore Fabrication | Designer
Discipline | Offshore Fabrication | Engineer Responsible
Discipline | Offshore Fabrication | Engineering Doc #
Discipline | Offshore Fabrication | Engineering Doc Rev #
Discipline | Offshore Fabrication | KIX Asset Type
Discipline | Offshore Fabrication | Manufacturer Doc #
Discipline | Offshore Fabrication | Manufacturer Doc Rev #
Discipline | Offshore Fabrication | P&ID Doc Rev #
Discipline | Offshore Fabrication | PLI Activity Type
Discipline | Offshore Fabrication | Preliminary Status
Discipline | Offshore Fabrication | Punch List ID
Discipline | Offshore Fabrication | Responsible for Take-Off
Discipline | Offshore Fabrication | Trade
Discipline | Offshore Fabrication | Vendor Doc #
Discipline | Offshore Fabrication | Vendor Doc Rev #
Discipline | Operational Support | Account Code Description
Discipline | Operational Support | Account Code Number
Discipline | Operational Support | AUX 1
Discipline | Operational Support | AUX 2
Discipline | Operational Support | AUX 3
Discipline | Operational Support | AUX 4
Discipline | Operational Support | AUX 5
Discipline | Operational Support | AUX 6
Discipline | Operational Support | Change #
Discipline | Operational Support | Designer
Discipline | Operational Support | Engineer Responsible
Discipline | Operational Support | Engineering Doc #
Discipline | Operational Support | Engineering Doc Rev #
Discipline | Operational Support | KIX Asset Type
Discipline | Operational Support | Manufacturer Doc #
Discipline | Operational Support | Manufacturer Doc Rev #
Discipline | Operational Support | P&ID Doc Rev #
Discipline | Operational Support | PLI Activity Type
Discipline | Operational Support | Preliminary Status
Discipline | Operational Support | Project Doc #
Discipline | Operational Support | Punch List ID
Discipline | Operational Support | Responsible for Take-Off
Discipline | Operational Support | Trade
Discipline | Operational Support | Vendor Doc #
Discipline | Operational Support | Vendor Doc Rev #
Discipline | Overhead | Account Code Description
Discipline | Overhead | Account Code Number
Discipline | Overhead | AUX 1
Discipline | Overhead | AUX 2
Discipline | Overhead | AUX 3
Discipline | Overhead | AUX 4
Discipline | Overhead | AUX 5
Discipline | Overhead | Designer
Discipline | Overhead | Engineer Responsible
Discipline | Overhead | Engineering Doc #
Discipline | Overhead | Engineering Doc Rev #
Discipline | Overhead | KIX Asset Type
Discipline | Overhead | Manufacturer Doc #
Discipline | Overhead | Manufacturer Doc Rev #
Discipline | Overhead | P&ID Doc Rev #
Discipline | Overhead | PLI Activity Type
Discipline | Overhead | Preliminary Status
Discipline | Overhead | Punch List ID
Discipline | Overhead | Responsible for Take-Off
Discipline | Overhead | Trade
Discipline | Overhead | Vendor Doc #
Discipline | Overhead | Vendor Doc Rev #
Discipline | Piping | Account Code Description
Discipline | Piping | Account Code Number
Discipline | Piping | Alignment
Discipline | Piping | AUX 1
Discipline | Piping | AUX 2
Discipline | Piping | AUX 3
Discipline | Piping | AUX 4
Discipline | Piping | AUX 5
Discipline | Piping | AUX 6
Discipline | Piping | AUX 7
Discipline | Piping | BHN
Discipline | Piping | Category
Discipline | Piping | Change #
Discipline | Piping | Code of construction
Discipline | Piping | Component Class
Discipline | Piping | Design Pressure
Discipline | Piping | Designer
Discipline | Piping | Designer Material
Discipline | Piping | Designer Material Description
Discipline | Piping | End Prep
Discipline | Piping | Engineer Responsible
Discipline | Piping | Engineering Doc #
Discipline | Piping | Engineering Doc Rev #
Discipline | Piping | Fabrication Responsibility
Discipline | Piping | Facing
Discipline | Piping | Finish
Discipline | Piping | Fluid Code
Discipline | Piping | Foundation
Discipline | Piping | From Drawing
Discipline | Piping | Heat #
Discipline | Piping | Heat Trace Circuit
Discipline | Piping | Install Responsibility
Discipline | Piping | Instrument Tag
Discipline | Piping | Insulation
Discipline | Piping | Insulation Thickness
Discipline | Piping | Insulation Type
Discipline | Piping | Isometric
Discipline | Piping | KIX Asset Type
Discipline | Piping | Manufacturer
Discipline | Piping | Manufacturer Doc #
Discipline | Piping | Manufacturer Doc Rev #
Discipline | Piping | Material 1 - Schedule
Discipline | Piping | Material 1 - specification
Discipline | Piping | Material 1 - thickness
Discipline | Piping | Orthographic
Discipline | Piping | P&ID Doc Rev #
Discipline | Piping | P&ID Doc#
Discipline | Piping | Parent ID
Discipline | Piping | Pipeline #
Discipline | Piping | PLI Activity Type
Discipline | Piping | Preliminary Status
Discipline | Piping | Project Doc #
Discipline | Piping | Project Doc Rev #
Discipline | Piping | Punch List ID
Discipline | Piping | PWHT
Discipline | Piping | Responsible for Take-Off
Discipline | Piping | Spool
Discipline | Piping | Tag Drawing
Discipline | Piping | Tag Type
Discipline | Piping | To Drawing
Discipline | Piping | Torque Value
Discipline | Piping | Trace Type
Discipline | Piping | Trench
Discipline | Piping | Valve Type
Discipline | Piping | Vendor Doc #
Discipline | Piping | Vendor Doc Rev #
Discipline | Piping | Weld Type
Discipline | Piping | Welder Symbol
Discipline | Piping | WPS #
Discipline | Process Insulation | Account Code Description
Discipline | Process Insulation | Account Code Number
Discipline | Process Insulation | AUX 1
Discipline | Process Insulation | AUX 2
Discipline | Process Insulation | AUX 3
Discipline | Process Insulation | AUX 4
Discipline | Process Insulation | AUX 5
Discipline | Process Insulation | AUX 6
Discipline | Process Insulation | AUX 7
Discipline | Process Insulation | Category
Discipline | Process Insulation | Change #
Discipline | Process Insulation | Cleaned Code
Discipline | Process Insulation | Component Class
Discipline | Process Insulation | Designer
Discipline | Process Insulation | Designer Material
Discipline | Process Insulation | Designer Material Description
Discipline | Process Insulation | Engineer Responsible
Discipline | Process Insulation | Engineering Doc #
Discipline | Process Insulation | Engineering Doc Rev #
Discipline | Process Insulation | Equipment #
Discipline | Process Insulation | Instrument Tag
Discipline | Process Insulation | Insulation
Discipline | Process Insulation | Insulation 45s
Discipline | Process Insulation | Insulation 90s
Discipline | Process Insulation | Insulation Size
Discipline | Process Insulation | Insulation Thickness
Discipline | Process Insulation | Insulation Type
Discipline | Process Insulation | Isometric
Discipline | Process Insulation | KIX Asset Type
Discipline | Process Insulation | Manufacturer Doc #
Discipline | Process Insulation | Manufacturer Doc Rev #
Discipline | Process Insulation | Orthographic
Discipline | Process Insulation | P&ID Doc Rev #
Discipline | Process Insulation | P&ID Doc#
Discipline | Process Insulation | Pipeline #
Discipline | Process Insulation | PLI Activity Type
Discipline | Process Insulation | Preliminary Status
Discipline | Process Insulation | Project Doc #
Discipline | Process Insulation | Project Doc Rev #
Discipline | Process Insulation | Punch List ID
Discipline | Process Insulation | Responsible for Take-Off
Discipline | Process Insulation | Spool
Discipline | Process Insulation | Tag Description
Discipline | Process Insulation | Tag Drawing
Discipline | Process Insulation | Tag Type
Discipline | Process Insulation | Trace Type
Discipline | Process Insulation | Trench
Discipline | Process Insulation | Vendor Doc #
Discipline | Process Insulation | Vendor Doc Rev #
Discipline | Railway | Account Code Description
Discipline | Railway | Account Code Number
Discipline | Railway | AUX 1
Discipline | Railway | AUX 2
Discipline | Railway | AUX 3
Discipline | Railway | AUX 4
Discipline | Railway | AUX 5
Discipline | Railway | Designer
Discipline | Railway | Engineer Responsible
Discipline | Railway | Engineering Doc #
Discipline | Railway | Engineering Doc Rev #
Discipline | Railway | KIX Asset Type
Discipline | Railway | Manufacturer Doc #
Discipline | Railway | Manufacturer Doc Rev #
Discipline | Railway | P&ID Doc Rev #
Discipline | Railway | PLI Activity Type
Discipline | Railway | Preliminary Status
Discipline | Railway | Punch List ID
Discipline | Railway | Responsible for Take-Off
Discipline | Railway | Trade
Discipline | Railway | Vendor Doc #
Discipline | Railway | Vendor Doc Rev #
Discipline | Removals and Demolition | Account Code Description
Discipline | Removals and Demolition | Account Code Number
Discipline | Removals and Demolition | AUX 1
Discipline | Removals and Demolition | AUX 2
Discipline | Removals and Demolition | AUX 3
Discipline | Removals and Demolition | AUX 4
Discipline | Removals and Demolition | AUX 5
Discipline | Removals and Demolition | AUX 6
Discipline | Removals and Demolition | AUX 7
Discipline | Removals and Demolition | Component Class
Discipline | Removals and Demolition | Data Sheet
Discipline | Removals and Demolition | Designer
Discipline | Removals and Demolition | Electrical Drawing
Discipline | Removals and Demolition | Engineer Responsible
Discipline | Removals and Demolition | Engineering Doc #
Discipline | Removals and Demolition | Engineering Doc Rev #
Discipline | Removals and Demolition | Foundation Drawing
Discipline | Removals and Demolition | Isometric
Discipline | Removals and Demolition | KIX Asset Type
Discipline | Removals and Demolition | Manufacturer Doc #
Discipline | Removals and Demolition | Manufacturer Doc Rev #
Discipline | Removals and Demolition | Mechanical Drawing
Discipline | Removals and Demolition | P&ID Doc Rev #
Discipline | Removals and Demolition | P&ID Doc#
Discipline | Removals and Demolition | Pipe Drawing
Discipline | Removals and Demolition | PLI Activity Type
Discipline | Removals and Demolition | Preliminary Status
Discipline | Removals and Demolition | Project Doc #
Discipline | Removals and Demolition | Project Doc Rev #
Discipline | Removals and Demolition | Punch List ID
Discipline | Removals and Demolition | Responsible for Take-Off
Discipline | Removals and Demolition | Sequence
Discipline | Removals and Demolition | Trade
Discipline | Removals and Demolition | Trench
Discipline | Removals and Demolition | Vendor Doc Rev #
Discipline | Routine Maintenance | Account Code Description
Discipline | Routine Maintenance | Account Code Number
Discipline | Routine Maintenance | AUX 1
Discipline | Routine Maintenance | AUX 2
Discipline | Routine Maintenance | AUX 3
Discipline | Routine Maintenance | AUX 4
Discipline | Routine Maintenance | AUX 5
Discipline | Routine Maintenance | Designer
Discipline | Routine Maintenance | Engineer Responsible
Discipline | Routine Maintenance | Engineering Doc #
Discipline | Routine Maintenance | Engineering Doc Rev #
Discipline | Routine Maintenance | KIX Asset Type
Discipline | Routine Maintenance | Manufacturer Doc #
Discipline | Routine Maintenance | Manufacturer Doc Rev #
Discipline | Routine Maintenance | P&ID Doc Rev #
Discipline | Routine Maintenance | PLI Activity Type
Discipline | Routine Maintenance | Preliminary Status
Discipline | Routine Maintenance | Punch List ID
Discipline | Routine Maintenance | Responsible for Take-Off
Discipline | Routine Maintenance | Trade
Discipline | Routine Maintenance | Vendor Doc #
Discipline | Routine Maintenance | Vendor Doc Rev #
Discipline | Shafts and Tunnels | Account Code Description
Discipline | Shafts and Tunnels | Account Code Number
Discipline | Shafts and Tunnels | AUX 1
Discipline | Shafts and Tunnels | AUX 2
Discipline | Shafts and Tunnels | AUX 3
Discipline | Shafts and Tunnels | AUX 4
Discipline | Shafts and Tunnels | AUX 5
Discipline | Shafts and Tunnels | Component Class
Discipline | Shafts and Tunnels | Designer
Discipline | Shafts and Tunnels | Engineer Responsible
Discipline | Shafts and Tunnels | Engineering Doc #
Discipline | Shafts and Tunnels | Engineering Doc Rev #
Discipline | Shafts and Tunnels | KIX Asset Type
Discipline | Shafts and Tunnels | Manufacturer Doc #
Discipline | Shafts and Tunnels | Manufacturer Doc Rev #
Discipline | Shafts and Tunnels | P&ID Doc Rev #
Discipline | Shafts and Tunnels | PLI Activity Type
Discipline | Shafts and Tunnels | Preliminary Status
Discipline | Shafts and Tunnels | Punch List ID
Discipline | Shafts and Tunnels | Responsible for Take-Off
Discipline | Shafts and Tunnels | Trade
Discipline | Shafts and Tunnels | Vendor Doc #
Discipline | Shafts and Tunnels | Vendor Doc Rev #
Discipline | Slip forms | Account Code Description
Discipline | Slip forms | Account Code Number
Discipline | Slip forms | Component Class
Discipline | Slip forms | Designer
Discipline | Slip forms | Engineering Doc #
Discipline | Slip forms | Engineering Doc Rev #
Discipline | Slip forms | KIX Asset Type
Discipline | Slip forms | Manufacturer Doc #
Discipline | Slip forms | Manufacturer Doc Rev #
Discipline | Slip forms | P&ID Doc Rev #
Discipline | Slip forms | PLI Activity Type
Discipline | Slip forms | Preliminary Status
Discipline | Slip forms | Punch List ID
Discipline | Slip forms | Responsible for Take-Off
Discipline | Slip forms | Vendor Doc Rev #
Discipline | Startup and Performance Testing | Account Code Description
Discipline | Startup and Performance Testing | Account Code Number
Discipline | Startup and Performance Testing | Amperage
Discipline | Startup and Performance Testing | AUX 1
Discipline | Startup and Performance Testing | AUX 2
Discipline | Startup and Performance Testing | AUX 3
Discipline | Startup and Performance Testing | AUX 4
Discipline | Startup and Performance Testing | AUX 5
Discipline | Startup and Performance Testing | AUX 6
Discipline | Startup and Performance Testing | AUX 7
Discipline | Startup and Performance Testing | Breaker ID
Discipline | Startup and Performance Testing | Change #
Discipline | Startup and Performance Testing | Circuit #
Discipline | Startup and Performance Testing | Component Class
Discipline | Startup and Performance Testing | Design Pressure
Discipline | Startup and Performance Testing | Designer
Discipline | Startup and Performance Testing | Electrical Drawing
Discipline | Startup and Performance Testing | Engineer Responsible
Discipline | Startup and Performance Testing | Engineering Doc #
Discipline | Startup and Performance Testing | Engineering Doc Rev #
Discipline | Startup and Performance Testing | Horsepower
Discipline | Startup and Performance Testing | Instrument Tag
Discipline | Startup and Performance Testing | Insulation Type
Discipline | Startup and Performance Testing | KIX Asset Type
Discipline | Startup and Performance Testing | Manufacturer Doc #
Discipline | Startup and Performance Testing | Manufacturer Doc Rev #
Discipline | Startup and Performance Testing | MCC Feed
Discipline | Startup and Performance Testing | Mechanical Drawing
Discipline | Startup and Performance Testing | One Line
Discipline | Startup and Performance Testing | P&ID Doc Rev #
Discipline | Startup and Performance Testing | P&ID Doc#
Discipline | Startup and Performance Testing | Pipe Drawing
Discipline | Startup and Performance Testing | PLI Activity Type
Discipline | Startup and Performance Testing | Preliminary Status
Discipline | Startup and Performance Testing | Project Doc #
Discipline | Startup and Performance Testing | Project Doc Rev #
Discipline | Startup and Performance Testing | Punch List ID
Discipline | Startup and Performance Testing | Responsible for Take-Off
Discipline | Startup and Performance Testing | Serial #
Discipline | Startup and Performance Testing | Tag Description
Discipline | Startup and Performance Testing | Tag Drawing
Discipline | Startup and Performance Testing | Tag Status
Discipline | Startup and Performance Testing | Tag Type
Discipline | Startup and Performance Testing | Temperature
Discipline | Startup and Performance Testing | Vendor Doc #
Discipline | Startup and Performance Testing | Vendor Doc Rev #
Discipline | Startup and Performance Testing | Voltage
Discipline | Subcontracts | Account Code Description
Discipline | Subcontracts | Account Code Number
Discipline | Subcontracts | AUX 1
Discipline | Subcontracts | AUX 2
Discipline | Subcontracts | AUX 3
Discipline | Subcontracts | AUX 4
Discipline | Subcontracts | AUX 5
Discipline | Subcontracts | AUX 6
Discipline | Subcontracts | AUX 7
Discipline | Subcontracts | Designer
Discipline | Subcontracts | Engineer Responsible
Discipline | Subcontracts | Engineering Doc #
Discipline | Subcontracts | Engineering Doc Rev #
Discipline | Subcontracts | KIX Asset Type
Discipline | Subcontracts | Manufacturer Doc #
Discipline | Subcontracts | Manufacturer Doc Rev #
Discipline | Subcontracts | P&ID Doc Rev #
Discipline | Subcontracts | PLI Activity Type
Discipline | Subcontracts | Preliminary Status
Discipline | Subcontracts | Project Doc #
Discipline | Subcontracts | Project Doc Rev #
Discipline | Subcontracts | Punch List ID
Discipline | Subcontracts | Responsible for Take-Off
Discipline | Subcontracts | Vendor Doc #
Discipline | Subcontracts | Vendor Doc Rev #
Discipline | Temporary work | Account Code Description
Discipline | Temporary work | Account Code Number
Discipline | Temporary work | AUX 1
Discipline | Temporary work | AUX 2
Discipline | Temporary work | AUX 3
Discipline | Temporary work | AUX 4
Discipline | Temporary work | AUX 5
Discipline | Temporary work | Cable Size
Discipline | Temporary work | Cable Type
Discipline | Temporary work | Change #
Discipline | Temporary work | Designer
Discipline | Temporary work | Designer Material
Discipline | Temporary work | Designer Material Description
Discipline | Temporary work | Electrical Drawing
Discipline | Temporary work | Engineer Responsible
Discipline | Temporary work | Engineering Doc #
Discipline | Temporary work | Engineering Doc Rev #
Discipline | Temporary work | Equipment #
Discipline | Temporary work | Equipment From
Discipline | Temporary work | Equipment To
Discipline | Temporary work | Foundation
Discipline | Temporary work | Foundation Drawing
Discipline | Temporary work | Height
Discipline | Temporary work | KIX Asset Type
Discipline | Temporary work | Length
Discipline | Temporary work | Manufacturer Doc #
Discipline | Temporary work | Manufacturer Doc Rev #
Discipline | Temporary work | Mechanical Drawing
Discipline | Temporary work | P&ID Doc Rev #
Discipline | Temporary work | P&ID Doc#
Discipline | Temporary work | Pipe Drawing
Discipline | Temporary work | PLI Activity Type
Discipline | Temporary work | Preliminary Status
Discipline | Temporary work | Project Doc #
Discipline | Temporary work | Project Doc Rev #
Discipline | Temporary work | Punch List ID
Discipline | Temporary work | Responsible for Take-Off
Discipline | Temporary work | Shoring
Discipline | Temporary work | Vendor Doc #
Discipline | Temporary work | Vendor Doc Rev #
Discipline | Temporary work | Width
Discipline | Test Package | Account Code Description
Discipline | Test Package | Account Code Number
Discipline | Test Package | AUX 1
Discipline | Test Package | AUX 2
Discipline | Test Package | AUX 3
Discipline | Test Package | AUX 4
Discipline | Test Package | AUX 5
Discipline | Test Package | AUX 6
Discipline | Test Package | AUX 7
Discipline | Test Package | Category
Discipline | Test Package | Component Class
Discipline | Test Package | Designer
Discipline | Test Package | Electrical Drawing
Discipline | Test Package | Engineer Responsible
Discipline | Test Package | Engineering Doc #
Discipline | Test Package | Engineering Doc Rev #
Discipline | Test Package | Insulation
Discipline | Test Package | KIX Asset Type
Discipline | Test Package | Manufacturer Doc #
Discipline | Test Package | Manufacturer Doc Rev #
Discipline | Test Package | One Line
Discipline | Test Package | P&ID Doc Rev #
Discipline | Test Package | P&ID Doc#
Discipline | Test Package | Pipe Drawing
Discipline | Test Package | Pipeline #
Discipline | Test Package | PLI Activity Type
Discipline | Test Package | Post Copies
Discipline | Test Package | Post Engineer
Discipline | Test Package | Pre Copies
Discipline | Test Package | Pre Engineer
Discipline | Test Package | Pre Foreman
Discipline | Test Package | Preliminary Status
Discipline | Test Package | Project Doc #
Discipline | Test Package | Project Doc Rev #
Discipline | Test Package | Punch List ID
Discipline | Test Package | Responsible for Take-Off
Discipline | Test Package | Test Foreman
Discipline | Test Package | Test Medium
Discipline | Test Package | Test Pressure
Discipline | Test Package | Test Type
Discipline | Test Package | Vendor Doc #
Discipline | Test Package | Vendor Doc Rev #
Discipline | Transmission | Account Code Description
Discipline | Transmission | Account Code Number
Discipline | Transmission | Component Class
Discipline | Transmission | Designer
Discipline | Transmission | Engineering Doc #
Discipline | Transmission | Engineering Doc Rev #
Discipline | Transmission | KIX Asset Type
Discipline | Transmission | Manufacturer Doc #
Discipline | Transmission | Manufacturer Doc Rev #
Discipline | Transmission | P&ID Doc Rev #
Discipline | Transmission | PLI Activity Type
Discipline | Transmission | Preliminary Status
Discipline | Transmission | Punch List ID
Discipline | Transmission | Responsible for Take-Off
Discipline | Transmission | Vendor Doc Rev #
Discipline | Water and Wastewater Equipment | Account Code Description
Discipline | Water and Wastewater Equipment | Account Code Number
Discipline | Water and Wastewater Equipment | Alignment
Discipline | Water and Wastewater Equipment | AUX 1
Discipline | Water and Wastewater Equipment | AUX 2
Discipline | Water and Wastewater Equipment | AUX 3
Discipline | Water and Wastewater Equipment | AUX 4
Discipline | Water and Wastewater Equipment | AUX 5
Discipline | Water and Wastewater Equipment | AUX 6
Discipline | Water and Wastewater Equipment | AUX 7
Discipline | Water and Wastewater Equipment | Clean & Close
Discipline | Water and Wastewater Equipment | Coating
Discipline | Water and Wastewater Equipment | Component Class
Discipline | Water and Wastewater Equipment | Data Sheet
Discipline | Water and Wastewater Equipment | Designer
Discipline | Water and Wastewater Equipment | Engineer Responsible
Discipline | Water and Wastewater Equipment | Engineering Doc #
Discipline | Water and Wastewater Equipment | Engineering Doc Rev #
Discipline | Water and Wastewater Equipment | Fire Proofing
Discipline | Water and Wastewater Equipment | Foundation Drawing
Discipline | Water and Wastewater Equipment | General Arrangement
Discipline | Water and Wastewater Equipment | Installed By
Discipline | Water and Wastewater Equipment | Installed date
Discipline | Water and Wastewater Equipment | Insulation Thickness
Discipline | Water and Wastewater Equipment | Insulation Type
Discipline | Water and Wastewater Equipment | Internals Required
Discipline | Water and Wastewater Equipment | KIX Asset Type
Discipline | Water and Wastewater Equipment | Manufacturer Doc #
Discipline | Water and Wastewater Equipment | Manufacturer Doc Rev #
Discipline | Water and Wastewater Equipment | One Line
Discipline | Water and Wastewater Equipment | P&ID Doc Rev #
Discipline | Water and Wastewater Equipment | P&ID Doc#
Discipline | Water and Wastewater Equipment | PLI Activity Type
Discipline | Water and Wastewater Equipment | Preliminary Status
Discipline | Water and Wastewater Equipment | Project Doc #
Discipline | Water and Wastewater Equipment | Project Doc Rev #
Discipline | Water and Wastewater Equipment | Punch List ID
Discipline | Water and Wastewater Equipment | Responsible for Take-Off
Discipline | Water and Wastewater Equipment | Schedule Drawing
Discipline | Water and Wastewater Equipment | Trade
Discipline | Water and Wastewater Equipment | Vendor Doc Rev #
Discipline | Waterway and Marine Construction | Account Code Description
Discipline | Waterway and Marine Construction | Account Code Number
Discipline | Waterway and Marine Construction | AUX 1
Discipline | Waterway and Marine Construction | AUX 2
Discipline | Waterway and Marine Construction | AUX 3
Discipline | Waterway and Marine Construction | AUX 4
Discipline | Waterway and Marine Construction | AUX 5
Discipline | Waterway and Marine Construction | Component Class
Discipline | Waterway and Marine Construction | Designer
Discipline | Waterway and Marine Construction | Engineer Responsible
Discipline | Waterway and Marine Construction | Engineering Doc #
Discipline | Waterway and Marine Construction | Engineering Doc Rev #
Discipline | Waterway and Marine Construction | KIX Asset Type
Discipline | Waterway and Marine Construction | Manufacturer Doc #
Discipline | Waterway and Marine Construction | Manufacturer Doc Rev #
Discipline | Waterway and Marine Construction | P&ID Doc Rev #
Discipline | Waterway and Marine Construction | PLI Activity Type
Discipline | Waterway and Marine Construction | Preliminary Status
Discipline | Waterway and Marine Construction | Punch List ID
Discipline | Waterway and Marine Construction | Responsible for Take-Off
Discipline | Waterway and Marine Construction | Trade
Discipline | Waterway and Marine Construction | Vendor Doc #
Discipline | Waterway and Marine Construction | Vendor Doc Rev #
Discipline | WBS | AUX 1
Discipline | WBS | AUX 2
Discipline | WBS | AUX 3
Discipline | WBS | AUX 4
Discipline | WBS | AUX 5
Discipline | WBS | AUX 6
Discipline | WBS | AUX 7
Discipline | WBS | Designer
Discipline | WBS | Electrical Drawing
Discipline | WBS | Engineer Responsible
Discipline | WBS | Foundation Drawing
Discipline | WBS | KIX Asset Type
Discipline | WBS | Mechanical Drawing
Discipline | WBS | Pipe Drawing
Discipline | WBS | Preliminary Status
Discipline | WBS | Project Doc #
Discipline | WBS | Project Doc Rev #
Discipline | WBS | Trade
Discipline | WBS | Vendor Doc #
Discipline | Weld | Account Code Description
Discipline | Weld | Account Code Number
Discipline | Weld | ASME I A-101
Discipline | Weld | ASME III-NB 4121.3(a)
Discipline | Weld | ASME III-NB 4132
Discipline | Weld | ASME III-NB appendix D
Discipline | Weld | AUX 1
Discipline | Weld | AUX 2
Discipline | Weld | AUX 3
Discipline | Weld | AUX 4
Discipline | Weld | AUX 5
Discipline | Weld | BHN
Discipline | Weld | Boiler component
Discipline | Weld | Boiler type
Discipline | Weld | Code of construction
Discipline | Weld | Comments
Discipline | Weld | Component Class
Discipline | Weld | Connection
Discipline | Weld | Data Sheet
Discipline | Weld | Design joint factor
Discipline | Weld | Design temperature
Discipline | Weld | Design thickness
Discipline | Weld | Designer
Discipline | Weld | Engineer Responsible
Discipline | Weld | Ferrite Check
Discipline | Weld | Fluid service category
Discipline | Weld | Fluid type
Discipline | Weld | Isometric
Discipline | Weld | Joint description
Discipline | Weld | Joint direction
Discipline | Weld | Joint sides
Discipline | Weld | Joint type
Discipline | Weld | Jurisdictional limit
Discipline | Weld | KIX Asset Type
Discipline | Weld | Line class
Discipline | Weld | Loading condition
Discipline | Weld | Material 1 - AISC shape
Discipline | Weld | Material 1 - class
Discipline | Weld | Material 1 - grade
Discipline | Weld | Material 1 - pressure rating
Discipline | Weld | Material 1 - size
Discipline | Weld | Material 1 - specification
Discipline | Weld | Material 1 - thickness
Discipline | Weld | Material 1 -type
Discipline | Weld | Material 2 - AISC shape
Discipline | Weld | Material 2 - class
Discipline | Weld | Material 2 - grade
Discipline | Weld | Material 2 - pressure rating
Discipline | Weld | Material 2 - size
Discipline | Weld | Material 2 - specification
Discipline | Weld | Material 2 - thickness
Discipline | Weld | Material 2 -type
Discipline | Weld | MT/PT
Discipline | Weld | nuclear component
Discipline | Weld | One Line
Discipline | Weld | P&ID Doc#
Discipline | Weld | Pipeline #
Discipline | Weld | PMI
Discipline | Weld | Preliminary Status
Discipline | Weld | PWHT
Discipline | Weld | Regulation
Discipline | Weld | RT Comp
Discipline | Weld | Severe cycle conditions
Discipline | Weld | Spool
Discipline | Weld | Subject to furnace radiant heat
Discipline | Weld | Weld category
Discipline | Weld | Weld thickness
Discipline | Weld | Weld Type
Discipline | Weld | Welder Symbol
Discipline | Weld | WPS #
Discipline | Weld | X-Ray Group
Commodity | Aggregate | Tag Type
Commodity | Anchor Bolts | AUX 1
Commodity | Anchor Bolts | Designer
Commodity | Anchor Bolts | Preliminary Status
Commodity | Anchor Bolts | Project Doc #
Commodity | Anchor Bolts | Project Doc Rev #
Commodity | Anchor Bolts | Responsible for Take-Off
Commodity | Anchor Bolts | Vendor Doc #
Commodity | Anchor Bolts | Vendor Doc Rev #
Commodity | Bolts, Nuts & Gaskets | AUX 1
Commodity | Bolts, Nuts & Gaskets | Designer
Commodity | Bolts, Nuts & Gaskets | Preliminary Status
Commodity | Bolts, Nuts & Gaskets | Project Doc #
Commodity | Bolts, Nuts & Gaskets | Project Doc Rev #
Commodity | Bolts, Nuts & Gaskets | Responsible for Take-Off
Commodity | Bolts, Nuts & Gaskets | Vendor Doc #
Commodity | Bolts, Nuts & Gaskets | Vendor Doc Rev #
Commodity | Cable | AUX 1
Commodity | Cable | Circuit #
Commodity | Cable | Circuit Primary Drawing
Commodity | Cable | Circuit Status
Commodity | Cable | Circuit Type
Commodity | Cable | Designer
Commodity | Cable | Location
Commodity | Cable | Preliminary Status
Commodity | Cable | Project Doc #
Commodity | Cable | Project Doc Rev #
Commodity | Cable | Responsible for Take-Off
Commodity | Cable | Tag Description
Commodity | Cable | Tag Drawing
Commodity | Cable | Tag Status
Commodity | Cable | Tag Type
Commodity | Cable | Vendor Doc #
Commodity | Cable | Vendor Doc Rev #
Commodity | Cable Tray | AUX 1
Commodity | Cable Tray | Designer
Commodity | Cable Tray | Preliminary Status
Commodity | Cable Tray | Responsible for Take-Off
Commodity | Concrete | Project Doc #
Commodity | Concrete | Project Doc Rev #
Commodity | Concrete | Vendor Doc #
Commodity | Concrete | Vendor Doc Rev #
Commodity | Conduit | Tag Type
Commodity | Electrical Equipment | AUX 1
Commodity | Electrical Equipment | AUX 2
Commodity | Electrical Equipment | AUX 3
Commodity | Electrical Equipment | AUX 4
Commodity | Electrical Equipment | AUX 5
Commodity | Electrical Equipment | AUX 6
Commodity | Electrical Equipment | AUX 7
Commodity | Electrical Equipment | Cable Size
Commodity | Electrical Equipment | Cable Type
Commodity | Electrical Equipment | Circuit #
Commodity | Electrical Equipment | Circuit Numbers
Commodity | Electrical Equipment | Designer
Commodity | Electrical Equipment | Voltage
Commodity | Engineered Supports | Project Doc #
Commodity | Engineered Supports | Project Doc Rev #
Commodity | Engineered Supports | Vendor Doc #
Commodity | Engineered Supports | Vendor Doc Rev #
Commodity | Heat Trace | AUX 1
Commodity | Heat Trace | Designer
Commodity | Heat Trace | Preliminary Status
Commodity | Heat Trace | Responsible for Take-Off
Commodity | Instruments | AUX 1
Commodity | Instruments | Designer
Commodity | Instruments | Loop #
Commodity | Instruments | Loop Drawing
Commodity | Instruments | Loop Name
Commodity | Instruments | Loop Type
Commodity | Instruments | Manufacturer
Commodity | Instruments | Preliminary Status
Commodity | Instruments | Project Doc #
Commodity | Instruments | Project Doc Rev #
Commodity | Instruments | Responsible for Take-Off
Commodity | Instruments | Tag Description
Commodity | Instruments | Tag Drawing
Commodity | Instruments | Tag Status
Commodity | Instruments | Tag Type
Commodity | Instruments | Vendor Doc #
Commodity | Instruments | Vendor Doc Rev #
Commodity | Insulation | Project Doc #
Commodity | Insulation | Project Doc Rev #
Commodity | Insulation | Vendor Doc #
Commodity | Insulation | Vendor Doc Rev #
Commodity | Mechanical Equipment | Project Doc #
Commodity | Mechanical Equipment | Project Doc Rev #
Commodity | Mechanical Equipment | Vendor Doc #
Commodity | Mechanical Equipment | Vendor Doc Rev #
Commodity | Pipe | Fabrication Responsibility
Commodity | Pipe | Flange Source
Commodity | Pipe | Heat #
Commodity | Pipe | Install Responsibility
Commodity | Pipe | Isometric
Commodity | Pipe | Manufacturer
Commodity | Pipe | Project Doc #
Commodity | Pipe | Project Doc Rev #
Commodity | Pipe | Purchase Responsibility
Commodity | Pipe | Spool
Commodity | Pipe | Tag Description
Commodity | Pipe | Tag Drawing
Commodity | Pipe | Tag Status
Commodity | Pipe | Tag Type
Commodity | Pipe | Vendor Doc #
Commodity | Pipe | Vendor Doc Rev #
Commodity | Pipe Specialty Items | Project Doc #
Commodity | Pipe Specialty Items | Project Doc Rev #
Commodity | Rebar | Project Doc #
Commodity | Rebar | Project Doc Rev #
Commodity | Rebar | Vendor Doc #
Commodity | Rebar | Vendor Doc Rev #
Commodity | Steel | Project Doc #
Commodity | Steel | Project Doc Rev #
Commodity | Steel | Tons
Commodity | Steel | Vendor Doc #
Commodity | Steel | Vendor Doc Rev #
Commodity | Supports | AUX 1
Commodity | Supports | Designer
Commodity | Supports | Preliminary Status
Commodity | Supports | Project Doc #
Commodity | Supports | Project Doc Rev #
Commodity | Supports | Responsible for Take-Off
Commodity | Supports | Vendor Doc #
Commodity | Supports | Vendor Doc Rev #
Commodity | Valves | Manufacturer
Commodity | Valves | Project Doc #
Commodity | Valves | Project Doc Rev #
Commodity | Valves | Tag Description
Commodity | Valves | Tag Drawing
Commodity | Valves | Tag Status
Commodity | Valves | Tag Type

## Component ID-Name
Component Id | Name
Numeric | Text
200
10961938 | 0652248-7345566
10337388 | 1000957-7367010
10337383 | 1000958-7367010
10432983 | 1001592-7011443
10328136 | 1001592-7011445
10435899 | 1001592-7061259
10336024 | 1001592-7142247
10437515 | 1001592-7153574
10338561 | 1001592-7153749
10332428 | 1001592-7159921
10436385 | 1001592-7195720
10778605 | 1001592-7195726
10340528 | 1001592-7195730
10437579 | 1001592-7196923
10437627 | 1001592-7209287
10328303 | 1001592-7211641
10525815 | 1001592-7221394
10451256 | 1001592-7221400
10331290 | 1001592-7264221
10330411 | 1001592-7266485
10331087 | 1001592-7272475
10437421 | 1001592-7273628
10437817 | 1001592-7273636
10338886 | 1001592-7275333
10340292 | 1001592-7276087
10439716 | 1001592-7280426
11187371 | 1001592-7283610
10437050 | 1001592-7284503
10340841 | 1001592-7297794
10336999 | 1001592-7310723
10341561 | 1001592-7325526
10341907 | 1001592-7333010
10341489 | 1001592-7334654
10340382 | 1001592-7335354
10342029 | 1001592-7338294
10471619 | 1001592-7345568
10988882 | 1001592-7345570
10988983 | 1001592-7345571
10339676 | 1001592-7364338
10497385 | 1001592-7459038
11188475 | 1001592-7466895
10338065 | 1001592-8284074
10338866 | 1001594-7221400
10332989 | 1001594-7310719
10497186 | 1001594-7341808
10335870 | 1001594-7383595
10335908 | 1001594-7383611
10335917 | 1001594-7384682
10633862 | 1001594-7392263
10785278 | 1001594-7392280
10785379 | 1001594-7392281
10768208 | 1001907-7397580
10435897 | 1001998-7061259
10332418 | 1001998-7159921
10436387 | 1001998-7195720
10340522 | 1001998-7195730
10437582 | 1001998-7196923
10437632 | 1001998-7209287
10331289 | 1001998-7264221
10330413 | 1001998-7266485
10331091 | 1001998-7272475
10437425 | 1001998-7273628
10437774 | 1001998-7273636
10338881 | 1001998-7275333
10340284 | 1001998-7276087
10439725 | 1001998-7280426
10437049 | 1001998-7284503
10340842 | 1001998-7297794
10341558 | 1001998-7325526
10341909 | 1001998-7333010
10341491 | 1001998-7334654
10340384 | 1001998-7335354
10342032 | 1001998-7338294
10497865 | 1001998-7459038
11188433 | 1001998-7466895
10525843 | 1002438-7221394
10451363 | 1002438-7221400
10503823 | 1002438-7400868
10334300 | 1002438-7404990
10434747 | 1002438-8077661
10338884 | 1002715-7275333
10340287 | 1002715-7276087
10497840 | 1002715-7459038
10471062 | 1002760-7309902
10334304 | 1002760-7404990
10471071 | 1002762-7309902
10525909 | 1002768-7221394
10451435 | 1002768-7221400
10437051 | 1002799-7284503
10340843 | 1002800-7297794
10341562 | 1002800-7325526
10340387 | 1002800-7335354
10435900 | 1002801-7061259
10332422 | 1002801-7159921
10436388 | 1002801-7195720
10340526 | 1002801-7195730
10437585 | 1002801-7196923
10331345 | 1002801-7264221
10330410 | 1002801-7266485
10331095 | 1002801-7272475
10437426 | 1002801-7273628
10437775 | 1002801-7273636
10338887 | 1002801-7275333
10340290 | 1002801-7276087
10439698 | 1002801-7280426
10332954 | 1002801-7283610
10437052 | 1002801-7284503
10340844 | 1002801-7297794
10341563 | 1002801-7325526
10438901 | 1002801-7329489
10341911 | 1002801-7333010
10341511 | 1002801-7334654
10340390 | 1002801-7335354
10342035 | 1002801-7338294
10497705 | 1002801-7459038
11188527 | 1002801-7466895
10435901 | 1002802-7061259
10332426 | 1002802-7159921
10436390 | 1002802-7195720
10340531 | 1002802-7195730
10331291 | 1002802-7264221
10330412 | 1002802-7266485
10331084 | 1002802-7272475
10437430 | 1002802-7273628
10437778 | 1002802-7273636
10338941 | 1002802-7275333
10340293 | 1002802-7276087
10439701 | 1002802-7280426
10332955 | 1002802-7283610
10437054 | 1002802-7284503
10340845 | 1002802-7297794
10341566 | 1002802-7325526
10438908 | 1002802-7329489
10341943 | 1002802-7333010
10341514 | 1002802-7334654
10340393 | 1002802-7335354
10342038 | 1002802-7338294
10497733 | 1002802-7459038
11188518 | 1002802-7466895
10435904 | 1002803-7061259
10332430 | 1002803-7159921
10436389 | 1002803-7195720
10340536 | 1002803-7195730
10437580 | 1002803-7196923
10331292 | 1002803-7264221
10330414 | 1002803-7266485
10331089 | 1002803-7272475
10437434 | 1002803-7273628
10437782 | 1002803-7273636
10338888 | 1002803-7275333
10340291 | 1002803-7276087
10439705 | 1002803-7280426
10332956 | 1002803-7283610
10437056 | 1002803-7284503
10340946 | 1002803-7297794
10341565 | 1002803-7325526
10438915 | 1002803-7329489
10341910 | 1002803-7333010
10341516 | 1002803-7334654
10340386 | 1002803-7335354
10342040 | 1002803-7338294
10497746 | 1002803-7459038
11188517 | 1002803-7466895
10341519 | 1002806-7334654
10436391 | 1002807-7195720
10340529 | 1002807-7195730
10331293 | 1002807-7264221
10330416 | 1002807-7266485
10437786 | 1002807-7273636
10338889 | 1002807-7275333
10340294 | 1002807-7276087
10340947 | 1002807-7297794
10341912 | 1002807-7333010
10437059 | 1002809-7284503
10497661 | 1002809-7459038
11188503 | 1002809-7466895
10340534 | 1002821-7195730
10437635 | 1002821-7209287
10471029 | 1002821-7306108
10337001 | 1002821-7310723
10341568 | 1002821-7325526
10341944 | 1002821-7333010
10340389 | 1002821-7335354
10342021 | 1002821-7338294
10497879 | 1002821-7459038
11188358 | 1002821-7466895
10340297 | 1002824-7276087
10437053 | 1002824-7284503
10341945 | 1002824-7333010
10339679 | 1002824-7364338
10452139 | 1002824-7390965
11188354 | 1002824-7466895
10435907 | 1002825-7061259
10332434 | 1002825-7159921
10436392 | 1002825-7195720
10340537 | 1002825-7195730
10437581 | 1002825-7196923
10437638 | 1002825-7209287
10331294 | 1002825-7264221
10330418 | 1002825-7266485
10331092 | 1002825-7272475
10437438 | 1002825-7273628
10437788 | 1002825-7273636
10338894 | 1002825-7275333
10340300 | 1002825-7276087
10439708 | 1002825-7280426
11187343 | 1002825-7283610
10437055 | 1002825-7284503
10340948 | 1002825-7297794
10341564 | 1002825-7325526
10341913 | 1002825-7333010
10341490 | 1002825-7334654
10340385 | 1002825-7335354
10342022 | 1002825-7338294
10497803 | 1002825-7459038
11188349 | 1002825-7466895
10340949 | 1002836-7297794
10436834 | 1002858-6802284
10437519 | 1002858-7153574
10338566 | 1002858-7153749
10433269 | 1002858-7153753
10340603 | 1002858-7195726
10331873 | 1002858-7291150
10331590 | 1002858-7307014
10333618 | 1002858-7310722
10332690 | 1002858-7310724
10339682 | 1002858-7364338
10513154 | 1002858-7368948
10450930 | 1002858-7368955
10335340 | 1002858-7373222
10334661 | 1002858-7382001
10785467 | 1002858-7392281
10335351 | 1002858-7398013
10503669 | 1002858-7400868
10336370 | 1002858-7404960
10334295 | 1002858-7404990
10527048 | 1002858-7405229
10785632 | 1002858-7410032
10826270 | 1002858-7410050
11187981 | 1002858-7433701
10331777 | 1002858-8206186
10338237 | 1002858-8284096
10527051 | 1002862-7405229
10331202 | 1002862-8231383
10432572 | 1002862-8240433
10436836 | 1002870-6802284
10333111 | 1002870-7011431
10432988 | 1002870-7011443
10435581 | 1002870-7011444
10328135 | 1002870-7011445
10437276 | 1002870-7017189
10437713 | 1002870-7017207
10432527 | 1002870-7017210
10438384 | 1002870-7128425
10336026 | 1002870-7142247
10440363 | 1002870-7153571
10437523 | 1002870-7153574
10338562 | 1002870-7153749
10433276 | 1002870-7153753
10439482 | 1002870-7153769
10778514 | 1002870-7153796
10778413 | 1002870-7153798
10340702 | 1002870-7171379
10331004 | 1002870-7171386
10336148 | 1002870-7171387
10471647 | 1002870-7171393
10436205 | 1002870-7179288
10340604 | 1002870-7195726
10328284 | 1002870-7211641
10525919 | 1002870-7221394
10451310 | 1002870-7221400
10513173 | 1002870-7221402
10439368 | 1002870-7268332
10338949 | 1002870-7269686
10439294 | 1002870-7273661
10435238 | 1002870-7292807
10433214 | 1002870-7295015
10434172 | 1002870-7295699
10432923 | 1002870-7295727
10433346 | 1002870-7295731
10435032 | 1002870-7295762
10435254 | 1002870-7295768
10331592 | 1002870-7307014
10434789 | 1002870-7312843
10436101 | 1002870-7313017
10434329 | 1002870-7321668
10988524 | 1002870-7345548
10989021 | 1002870-7345571
10335341 | 1002870-7373222
10768209 | 1002870-7397580
10333379 | 1002870-7400869
10527055 | 1002870-7405229
10329163 | 1002870-7412815
10451202 | 1002870-7424322
10334448 | 1002870-7425031
10337286 | 1002870-7425466
10451613 | 1002870-7428970
10451814 | 1002870-7430884
10452194 | 1002870-7431822
10896901 | 1002870-7432041
11187975 | 1002870-7433701
10383936 | 1002870-7437332
11188591 | 1002870-7439248
10451774 | 1002870-7444059
11188848 | 1002870-7455999
11189371 | 1002870-7456454
11189202 | 1002870-7476183
10331775 | 1002870-8206186
10329945 | 1002870-8215500
10330709 | 1002870-8231379
10331204 | 1002870-8231383
10432574 | 1002870-8240433
10496831 | 1002870-8240442
10339903 | 1002870-8240445
10338257 | 1002870-8283940
10337677 | 1002870-8283947
10339373 | 1002870-8284054
10338066 | 1002870-8284074
10337821 | 1002870-8284081
10337967 | 1002870-8284109
10436840 | 1003319-6802284
10437277 | 1003319-7017189
10440367 | 1003319-7153571
10437512 | 1003319-7153574
10328288 | 1003319-7211641
10525911 | 1003319-7221394
10451305 | 1003319-7221400
10439920 | 1003319-7238726
10439295 | 1003319-7273661
10329269 | 1003319-7277654
10331868 | 1003319-7291150
10438141 | 1003319-7291796
10435245 | 1003319-7292807
10438115 | 1003319-7295629
10330623 | 1003319-7295708
10332108 | 1003319-7295716
10330170 | 1003319-7295721
10432927 | 1003319-7295727
10433324 | 1003319-7295731
10335933 | 1003319-7295737
10433569 | 1003319-7298501
10433647 | 1003319-7298502
10434038 | 1003319-7298503
10471031 | 1003319-7306108
10334075 | 1003319-7310717
10332990 | 1003319-7310719
10333779 | 1003319-7310721
10333621 | 1003319-7310722
10337000 | 1003319-7310723
10332679 | 1003319-7310724
10436098 | 1003319-7313017
10434300 | 1003319-7321668
10436847 | 1003319-7325290
10497346 | 1003319-7341808
10438469 | 1003319-7358178
10335055 | 1003319-7361860
10335255 | 1003319-7373222
10797084 | 1003319-7397607
10335350 | 1003319-7398013
10503777 | 1003319-7400868
10527053 | 1003319-7405229
10434749 | 1003319-8077661
10331207 | 1003319-8231383
10435912 | 1003622-7061259
10338898 | 1003652-7275333
10340295 | 1003652-7276087
10332436 | 1003667-7159921
10436395 | 1003667-7195720
10340539 | 1003667-7195730
10340950 | 1003667-7297794
10341567 | 1003667-7325526
10341492 | 1003667-7334654
10340388 | 1003667-7335354
10497798 | 1003667-7459038
10331778 | 1003667-8206186
10330710 | 1003667-8231379
10435902 | 1003668-7061259
10332437 | 1003668-7159921
10436397 | 1003668-7195720
10340542 | 1003668-7195730
10437584 | 1003668-7196923
10437626 | 1003668-7209287
10331334 | 1003668-7264221
10330420 | 1003668-7266485
10331097 | 1003668-7272475
10437427 | 1003668-7273628
10437791 | 1003668-7273636
10338942 | 1003668-7275333
10340298 | 1003668-7276087
10439707 | 1003668-7280426
10332957 | 1003668-7283610
10437057 | 1003668-7284503
10340951 | 1003668-7297794
10341569 | 1003668-7325526
10438921 | 1003668-7329489
10341915 | 1003668-7333010
10341494 | 1003668-7334654
10340392 | 1003668-7335354
10342024 | 1003668-7338294
10497374 | 1003668-7459038
11188467 | 1003668-7466895
10331085 | 1003669-7272475
10341572 | 1003669-7325526
10341496 | 1003669-7334654
11188449 | 1003669-7370810
10896952 | 1003669-7425031
10897080 | 1003669-7425466
10340952 | 1004378-7297794
10332439 | 1004379-7159921
10436399 | 1004379-7195720
10340543 | 1004379-7195730
10331336 | 1004379-7264221
10330422 | 1004379-7266485
10437794 | 1004379-7273636
10338943 | 1004379-7275333
10340301 | 1004379-7276087
10340953 | 1004379-7297794
10341916 | 1004379-7333010
10497697 | 1004379-7459038
11188536 | 1004379-7466895
10437583 | 1004384-7196923
10437431 | 1004384-7273628
10437058 | 1004384-7284503
10340395 | 1004384-7335354
10342025 | 1004384-7338294
10497813 | 1004384-7459038
11188528 | 1004384-7466895
10437278 | 1004385-7017189
11188531 | 1004385-7466895
10437715 | 1004501-7017207
10432514 | 1004501-7017210
10437516 | 1004501-7153574
10328292 | 1004501-7211641
10525920 | 1004501-7221394
10451442 | 1004501-7221400
10329273 | 1004501-7277654
10331870 | 1004501-7291150
10438149 | 1004501-7291796
10435256 | 1004501-7292807
10438117 | 1004501-7295629
10434198 | 1004501-7295699
10330622 | 1004501-7295708
10332099 | 1004501-7295716
10330168 | 1004501-7295721
10432930 | 1004501-7295727
10433328 | 1004501-7295731
10335912 | 1004501-7295737
10433774 | 1004501-7298501
10433651 | 1004501-7298502
10434047 | 1004501-7298503
10471030 | 1004501-7306108
10334076 | 1004501-7310717
10332991 | 1004501-7310719
10333781 | 1004501-7310721
10333625 | 1004501-7310722
10337002 | 1004501-7310723
10332683 | 1004501-7310724
10436100 | 1004501-7313017
10434307 | 1004501-7321668
10436851 | 1004501-7325290
10497336 | 1004501-7341808
10438471 | 1004501-7358178
10335139 | 1004501-7361860
10339813 | 1004501-7368894
10339544 | 1004501-7368917
10329649 | 1004501-7368953
10332211 | 1004501-7368955
10335256 | 1004501-7373222
10338796 | 1004501-7382006
10450981 | 1004501-7382016
10526311 | 1004501-7390950
10768131 | 1004501-7395036
10797069 | 1004501-7397607
10503859 | 1004501-7400868
10527045 | 1004501-7405229
10334446 | 1004501-7425031
10337287 | 1004501-7425466
11188555 | 1004501-7439248
10436517 | 1004501-8077677
10329878 | 1004501-8215500
10330297 | 1004501-8215501
10330711 | 1004501-8231379
10331210 | 1004501-8231383
10335534 | 1004501-8283972
10437279 | 1004526-7017189
10437711 | 1004526-7017207
10440371 | 1004526-7153571
11187366 | 1004526-7221394
10435230 | 1004526-7292807
10433337 | 1004526-7295731
10335140 | 1004526-7361860
10503668 | 1004526-7400868
10434750 | 1004526-8077661
10451452 | 1004610-7221400
10503857 | 1004610-7400868
10329879 | 1004610-8215500
10335141 | 1004927-7361860
10451502 | 1004927-7428970
10525932 | 1004956-7221394
10451437 | 1004956-7221400
10503760 | 1004956-7400868
10434752 | 1004956-8077661
10439296 | 1005076-7273661
10778546 | 1005077-7153798
10988959 | 1005077-7345570
10328721 | 1005077-7368949
10335257 | 1005077-7373222
10797102 | 1005077-7397607
11189270 | 1005077-7455999
10331776 | 1005077-8206186
10339907 | 1005077-8240445
10333114 | 1005078-7011431
10328566 | 1005078-7011442
10435587 | 1005078-7011444
10328138 | 1005078-7011445
10437281 | 1005078-7017189
10437714 | 1005078-7017207
10432520 | 1005078-7017210
10438385 | 1005078-7128425
10440375 | 1005078-7153571
10433274 | 1005078-7153753
10439483 | 1005078-7153769
10778575 | 1005078-7153796
10778561 | 1005078-7153798
10340232 | 1005078-7171375
10436015 | 1005078-7171378
10340704 | 1005078-7171379
10328957 | 1005078-7171380
10330805 | 1005078-7171385
10331007 | 1005078-7171386
10336149 | 1005078-7171387
10471612 | 1005078-7171393
10436207 | 1005078-7179288
10341378 | 1005078-7185643
10334013 | 1005078-7185644
10341267 | 1005078-7185646
10328295 | 1005078-7211641
10525949 | 1005078-7221394
10451456 | 1005078-7221400
10513253 | 1005078-7221402
10338951 | 1005078-7269686
10439297 | 1005078-7273661
10329270 | 1005078-7277654
10328489 | 1005078-7288425
10331872 | 1005078-7291150
10438154 | 1005078-7291796
10435232 | 1005078-7292807
10433216 | 1005078-7295015
10438124 | 1005078-7295629
10329581 | 1005078-7295693
10434180 | 1005078-7295699
10330626 | 1005078-7295708
10332103 | 1005078-7295716
10330171 | 1005078-7295721
10432935 | 1005078-7295727
10433349 | 1005078-7295731
10335915 | 1005078-7295737
10333918 | 1005078-7295748
10332247 | 1005078-7295751
10438490 | 1005078-7295757
10435034 | 1005078-7295762
10435257 | 1005078-7295768
10437133 | 1005078-7296993
10434653 | 1005078-7298497
10433776 | 1005078-7298501
10433655 | 1005078-7298502
10434054 | 1005078-7298503
10471034 | 1005078-7306108
10437228 | 1005078-7307513
10334077 | 1005078-7310717
10332992 | 1005078-7310719
10333783 | 1005078-7310721
10333629 | 1005078-7310722
10337003 | 1005078-7310723
10332687 | 1005078-7310724
10438951 | 1005078-7311331
10434792 | 1005078-7312843
10436102 | 1005078-7313017
10434312 | 1005078-7321668
10436857 | 1005078-7325290
10329538 | 1005078-7339340
10497272 | 1005078-7341808
10336065 | 1005078-7344369
10988366 | 1005078-7345547
10988559 | 1005078-7345548
10988585 | 1005078-7345549
10988603 | 1005078-7345550
10988770 | 1005078-7345551
10497405 | 1005078-7345555
10497365 | 1005078-7345556
10497907 | 1005078-7345557
10944951 | 1005078-7345558
10634100 | 1005078-7345564
10634405 | 1005078-7345565
10634223 | 1005078-7345566
10634134 | 1005078-7345567
10634442 | 1005078-7345568
10988957 | 1005078-7345570
10989045 | 1005078-7345571
10438473 | 1005078-7358178
10339618 | 1005078-7359859
10335056 | 1005078-7361860
10339545 | 1005078-7368917
10335259 | 1005078-7368921
10339152 | 1005078-7368940
10328771 | 1005078-7368945
10329420 | 1005078-7368948
10328723 | 1005078-7368949
10329952 | 1005078-7368950
10332581 | 1005078-7368951
10331458 | 1005078-7368952
10329650 | 1005078-7368953
10333218 | 1005078-7368954
10332214 | 1005078-7368955
11188439 | 1005078-7370810
10335258 | 1005078-7373222
10337189 | 1005078-7381991
10334662 | 1005078-7382001
10338799 | 1005078-7382006
10339075 | 1005078-7382011
10450992 | 1005078-7382016
10522189 | 1005078-7383692
10526113 | 1005078-7383695
10526265 | 1005078-7383699
11187735 | 1005078-7387986
10826648 | 1005078-7388021
11187450 | 1005078-7388031
11187924 | 1005078-7388049
11187928 | 1005078-7388061
10826875 | 1005078-7388072
10785754 | 1005078-7388073
10526577 | 1005078-7390950
10527128 | 1005078-7390964
10452270 | 1005078-7390965
10452316 | 1005078-7390968
10633961 | 1005078-7392263
10526501 | 1005078-7392278
10785312 | 1005078-7392280
10785415 | 1005078-7392281
10526895 | 1005078-7392282
10826664 | 1005078-7392283
10451133 | 1005078-7395026
10826574 | 1005078-7395029
10768178 | 1005078-7395036
10897040 | 1005078-7395039
10826235 | 1005078-7397577
10526723 | 1005078-7397578
10527015 | 1005078-7397580
10797098 | 1005078-7397607
10335352 | 1005078-7398013
10503791 | 1005078-7400868
10333382 | 1005078-7400869
10336371 | 1005078-7404960
10334301 | 1005078-7404990
10526361 | 1005078-7405229
10988859 | 1005078-7405542
11188093 | 1005078-7405559
10329164 | 1005078-7412815
10451290 | 1005078-7424322
10334450 | 1005078-7425031
10337290 | 1005078-7425466
10451653 | 1005078-7428970
10451878 | 1005078-7430884
10451889 | 1005078-7431822
10452149 | 1005078-7432041
11188031 | 1005078-7433701
10383961 | 1005078-7437332
11188862 | 1005078-7439248
10896929 | 1005078-7440860
10451567 | 1005078-7444059
11189272 | 1005078-7455999
11189442 | 1005078-7456454
10945098 | 1005078-7465394
11189561 | 1005078-7476183
10331779 | 1005078-8206186
10329880 | 1005078-8215500
10330294 | 1005078-8215501
10330712 | 1005078-8231379
10331212 | 1005078-8231383
10437716 | 1005081-7017207
10432530 | 1005081-7017210
10437520 | 1005081-7153574
10525952 | 1005081-7221394
10451457 | 1005081-7221400
10329274 | 1005081-7277654
10331874 | 1005081-7291150
10438158 | 1005081-7291796
10435234 | 1005081-7292807
10438130 | 1005081-7295629
10434204 | 1005081-7295699
10330629 | 1005081-7295708
10332107 | 1005081-7295716
10330169 | 1005081-7295721
10432939 | 1005081-7295727
10433325 | 1005081-7295731
10335918 | 1005081-7295737
10433645 | 1005081-7298502
10434060 | 1005081-7298503
10471033 | 1005081-7306108
10334078 | 1005081-7310717
10332995 | 1005081-7310719
10333785 | 1005081-7310721
10333624 | 1005081-7310722
10337005 | 1005081-7310723
10332691 | 1005081-7310724
10436104 | 1005081-7313017
10434316 | 1005081-7321668
10436853 | 1005081-7325290
10497280 | 1005081-7341808
10436551 | 1005081-7358178
10335057 | 1005081-7361860
10329651 | 1005081-7368953
10332217 | 1005081-7368955
10335261 | 1005081-7373222
10797105 | 1005081-7397607
10503794 | 1005081-7400868
10526364 | 1005081-7405229
11188863 | 1005081-7439248
10330713 | 1005081-8231379
10331215 | 1005081-8231383
10436844 | 1005085-6802284
10335058 | 1005085-7361860
10526360 | 1005085-7405229
10331218 | 1005085-8231383
10332421 | 1005176-7159921
10436393 | 1005176-7195720
10340544 | 1005176-7195730
10331338 | 1005176-7264221
10330424 | 1005176-7266485
10437796 | 1005176-7273636
10338944 | 1005176-7275333
10340304 | 1005176-7276087
10340954 | 1005176-7297794
10341918 | 1005176-7333010
10497413 | 1005176-7459038
11188476 | 1005176-7466895
10332425 | 1005177-7159921
10436394 | 1005177-7195720
10340545 | 1005177-7195730
10331340 | 1005177-7264221
10330415 | 1005177-7266485
10437776 | 1005177-7273636
10338945 | 1005177-7275333
10340307 | 1005177-7276087
10340955 | 1005177-7297794
10341920 | 1005177-7333010
10497883 | 1005177-7459038
11188361 | 1005177-7466895
10435905 | 1005212-7061259
10332429 | 1005212-7159921
10436396 | 1005212-7195720
10340530 | 1005212-7195730
10437586 | 1005212-7196923
10437630 | 1005212-7209287
10331295 | 1005212-7264221
10330417 | 1005212-7266485
10331088 | 1005212-7272475
10437435 | 1005212-7273628
10437780 | 1005212-7273636
10338890 | 1005212-7275333
10340310 | 1005212-7276087
10439712 | 1005212-7280426
10332958 | 1005212-7283610
10437061 | 1005212-7284503
10340956 | 1005212-7297794
10341571 | 1005212-7325526
10438927 | 1005212-7329489
10341922 | 1005212-7333010
10340391 | 1005212-7335354
10342027 | 1005212-7338294
10497759 | 1005212-7459038
10337630 | 1005212-8240448
10338891 | 1005226-7275333
10340313 | 1005226-7276087
10341574 | 1005226-7325526
10341493 | 1005226-7334654
10340394 | 1005226-7335354
10497726 | 1005226-7459038
10339680 | 1005304-7364338
10437060 | 1005305-7284503
10341570 | 1005305-7325526
10341924 | 1005305-7333010
10340396 | 1005305-7335354
10342030 | 1005305-7338294
10471783 | 1005307-7345558
10497833 | 1005307-7459038
10340399 | 1005330-7335354
10341495 | 1005351-7334654
10331093 | 1005352-7272475
10329043 | 1005377-7171380
10525967 | 1005377-7361860
10335260 | 1005377-7373222
10383869 | 1005377-7381991
10334660 | 1005377-7382001
10338801 | 1005377-7382006
10339078 | 1005377-7382011
10522143 | 1005377-7383692
10526046 | 1005377-7383695
10526219 | 1005377-7383699
11189089 | 1005377-7387986
10826834 | 1005377-7388021
11187623 | 1005377-7388031
11187918 | 1005377-7388049
11187786 | 1005377-7388061
10826794 | 1005377-7388072
10785636 | 1005377-7388073
10526337 | 1005377-7390950
10526671 | 1005377-7390964
10452130 | 1005377-7390965
10452453 | 1005377-7390968
10633922 | 1005377-7392263
10526465 | 1005377-7392278
10785350 | 1005377-7392280
10785486 | 1005377-7392281
10633971 | 1005377-7392282
10826518 | 1005377-7392283
10451082 | 1005377-7395026
10826526 | 1005377-7395029
10768143 | 1005377-7395036
10896995 | 1005377-7395039
10826194 | 1005377-7397577
10526949 | 1005377-7397578
10526981 | 1005377-7397580
10768042 | 1005377-7398013
10333374 | 1005377-7400869
10336372 | 1005377-7404960
10334306 | 1005377-7404990
10527067 | 1005377-7405229
10988835 | 1005377-7405542
11188226 | 1005377-7405559
10945215 | 1005377-7410078
10352418 | 1005377-7412815
10451217 | 1005377-7424322
10383876 | 1005377-7425031
10451511 | 1005377-7425466
10451628 | 1005377-7428970
10452213 | 1005377-7431822
11188062 | 1005377-7433701
10451997 | 1005377-7437332
11188764 | 1005377-7455999
10945366 | 1005377-7465394
10434754 | 1005377-8077661
10335059 | 1005385-7361860
11187617 | 1005385-7388031
10503690 | 1005385-7400868
10527069 | 1005385-7405229
10471035 | 1005475-7306108
10335262 | 1005475-7373222
10452006 | 1005475-7390965
10452425 | 1005475-7390968
10471036 | 1005476-7306108
10335263 | 1005480-7373222
10452257 | 1005480-7390965
10452306 | 1005480-7390968
10335264 | 1005481-7373222
10452258 | 1005481-7390965
10452307 | 1005481-7390968
10471037 | 1005488-7306108
10332689 | 1005519-7310724
10333213 | 1005519-7368954
10335267 | 1005519-7373222
10527204 | 1005519-7405229
10340957 | 1005960-7297794
10341573 | 1005960-7325526
10340400 | 1005960-7335354
10333117 | 1006441-7011431
10432997 | 1006441-7011443
10435454 | 1006441-7011444
10328133 | 1006441-7011445
10434947 | 1006441-7011447
10437280 | 1006441-7017189
10437718 | 1006441-7017207
10432542 | 1006441-7017210
10440364 | 1006441-7153571
10437524 | 1006441-7153574
10338567 | 1006441-7153749
10433287 | 1006441-7153753
10439484 | 1006441-7153769
10778552 | 1006441-7153796
10778457 | 1006441-7153798
10340233 | 1006441-7171375
10436017 | 1006441-7171378
10340706 | 1006441-7171379
10328960 | 1006441-7171380
10330807 | 1006441-7171385
10331010 | 1006441-7171386
10336150 | 1006441-7171387
10471614 | 1006441-7171393
10436209 | 1006441-7179288
10334015 | 1006441-7185644
10341270 | 1006441-7185646
10328285 | 1006441-7211641
10525923 | 1006441-7221394
10451398 | 1006441-7221400
10513224 | 1006441-7221402
10338953 | 1006441-7269686
10439298 | 1006441-7273661
10329272 | 1006441-7277654
10331875 | 1006441-7291150
10438162 | 1006441-7291796
10435237 | 1006441-7292807
10433219 | 1006441-7295015
10434228 | 1006441-7295699
10330632 | 1006441-7295708
10330172 | 1006441-7295721
10432945 | 1006441-7295727
10433332 | 1006441-7295731
10332246 | 1006441-7295751
10435064 | 1006441-7295762
10435260 | 1006441-7295768
10471040 | 1006441-7306108
10437232 | 1006441-7307513
10434790 | 1006441-7312843
10439952 | 1006441-7312880
10436103 | 1006441-7313017
10436859 | 1006441-7325290
10497239 | 1006441-7341808
10988363 | 1006441-7345547
10988533 | 1006441-7345548
10988475 | 1006441-7345549
10988578 | 1006441-7345550
10988756 | 1006441-7345551
10497640 | 1006441-7345555
10497352 | 1006441-7345556
10497806 | 1006441-7345557
10944937 | 1006441-7345558
10634313 | 1006441-7345564
10634172 | 1006441-7345566
10634107 | 1006441-7345567
10634424 | 1006441-7345568
10988941 | 1006441-7345570
10989037 | 1006441-7345571
10436553 | 1006441-7358178
10335060 | 1006441-7361860
10339683 | 1006441-7364338
10339815 | 1006441-7368894
10339153 | 1006441-7368940
10328773 | 1006441-7368945
10513161 | 1006441-7368948
10328725 | 1006441-7368949
10513283 | 1006441-7368952
10329652 | 1006441-7368953
10332220 | 1006441-7368955
10335265 | 1006441-7373222
10337181 | 1006441-7381991
10334663 | 1006441-7382001
10338803 | 1006441-7382006
10339081 | 1006441-7382011
10336551 | 1006441-7382016
10768051 | 1006441-7383692
10336612 | 1006441-7383695
10789840 | 1006441-7383699
11187668 | 1006441-7387986
10826628 | 1006441-7388021
11187602 | 1006441-7388031
11187868 | 1006441-7388049
10826833 | 1006441-7388072
10785683 | 1006441-7388073
10526549 | 1006441-7390950
10526698 | 1006441-7390964
10452203 | 1006441-7390965
10336708 | 1006441-7390968
10633941 | 1006441-7392263
10526487 | 1006441-7392278
10785408 | 1006441-7392280
10785345 | 1006441-7392281
10526879 | 1006441-7392282
10826548 | 1006441-7392283
10451093 | 1006441-7395026
10826547 | 1006441-7395029
10768172 | 1006441-7395036
10897066 | 1006441-7395039
10339777 | 1006441-7397577
10339795 | 1006441-7397578
10336743 | 1006441-7397580
10797209 | 1006441-7397588
10797052 | 1006441-7397607
10768044 | 1006441-7398013
10333377 | 1006441-7400869
10336373 | 1006441-7404960
10334308 | 1006441-7404990
10527093 | 1006441-7405229
11188264 | 1006441-7405559
10785745 | 1006441-7410032
10826323 | 1006441-7410050
10945245 | 1006441-7410078
10329168 | 1006441-7412815
10451258 | 1006441-7424322
10334451 | 1006441-7425031
10337292 | 1006441-7425466
10451641 | 1006441-7428970
10451844 | 1006441-7430884
10452240 | 1006441-7431822
10452126 | 1006441-7432041
11188015 | 1006441-7433701
10383960 | 1006441-7437332
11188831 | 1006441-7439248
10451545 | 1006441-7444059
11189248 | 1006441-7455999
11189421 | 1006441-7456454
10945389 | 1006441-7465394
11189536 | 1006441-7476183
10436523 | 1006441-8077677
10331780 | 1006441-8206186
10329881 | 1006441-8215500
10330296 | 1006441-8215501
10330714 | 1006441-8231379
10331221 | 1006441-8231383
10432586 | 1006441-8240433
10496870 | 1006441-8240442
10337635 | 1006441-8240448
10337681 | 1006441-8283947
10335526 | 1006441-8283972
10341153 | 1006441-8283984
10337868 | 1006441-8283990
10339376 | 1006441-8284054
10338067 | 1006441-8284074
10337818 | 1006441-8284081
10338239 | 1006441-8284096
10337968 | 1006441-8284109
10433649 | 1007160-7298502
10339622 | 1007160-7359859
10335061 | 1007160-7361860
10335268 | 1007160-7373222
10338810 | 1007160-7382006
10339085 | 1007160-7382011
10826197 | 1007160-7397577
10826381 | 1007160-7397578
11188280 | 1007160-7398013
10334296 | 1007160-7404990
11188227 | 1007160-7405559
10525968 | 1007162-7361860
10339686 | 1007162-7364338
10339817 | 1007162-7368894
10332223 | 1007162-7368955
10335266 | 1007162-7373222
10450968 | 1007162-7382006
10522145 | 1007162-7383692
10526052 | 1007162-7383695
10826796 | 1007162-7388072
10452459 | 1007162-7390968
10526468 | 1007162-7392278
10785356 | 1007162-7392280
10633972 | 1007162-7392282
10526950 | 1007162-7397578
10797146 | 1007162-7397588
10797010 | 1007162-7397607
10768046 | 1007162-7398013
10333380 | 1007162-7400869
10527073 | 1007162-7405229
11189459 | 1007162-7405542
11188231 | 1007162-7405559
10945217 | 1007162-7410078
10945369 | 1007162-7465394
10451868 | 1007583-7017189
10440368 | 1007583-7153571
10437513 | 1007583-7153574
10451447 | 1007583-7221400
10335062 | 1007583-7361860
10339819 | 1007583-7368894
10335270 | 1007583-7373222
10797080 | 1007583-7397607
10503776 | 1007583-7400868
10526358 | 1007583-7405229
10338814 | 1007954-7382006
10333109 | 1007995-7011431
10328132 | 1007995-7011445
10437282 | 1007995-7017189
10437517 | 1007995-7153574
10335063 | 1007995-7361860
10338818 | 1007995-7382006
11187679 | 1007995-7387986
10336003 | 1007995-7437332
10433653 | 1007996-7298502
10438177 | 1007999-7085078
10334017 | 1007999-7185644
10432949 | 1007999-7295727
10438954 | 1007999-7311331
10450935 | 1007999-7368955
10336005 | 1007999-7437332
10440162 | 1008000-10089153
10439168 | 1008000-10089223
10440010 | 1008000-10089225
10439881 | 1008000-10093668
10440132 | 1008000-10093669
10440108 | 1008000-10093670
10440106 | 1008000-10093671
10440080 | 1008000-10093672
10440041 | 1008000-10093673
10504714 | 1008000-7011431
10328569 | 1008000-7011442
10328048 | 1008000-7011445
10437283 | 1008000-7017189
10432533 | 1008000-7017210
10438386 | 1008000-7128425
10440372 | 1008000-7153571
10437521 | 1008000-7153574
10439485 | 1008000-7153769
10439681 | 1008000-7153771
10778565 | 1008000-7153796
10778608 | 1008000-7153798
10328961 | 1008000-7171380
10336151 | 1008000-7171387
10471615 | 1008000-7171393
10436211 | 1008000-7179288
10334019 | 1008000-7185644
10328289 | 1008000-7211641
10338846 | 1008000-7221394
10338867 | 1008000-7221400
10339660 | 1008000-7221402
10330619 | 1008000-7266999
10338892 | 1008000-7275333
10340316 | 1008000-7276087
10437062 | 1008000-7284503
10435241 | 1008000-7292807
10440317 | 1008000-7294682
10433222 | 1008000-7295015
10434237 | 1008000-7295699
10432952 | 1008000-7295727
10433341 | 1008000-7295731
10438492 | 1008000-7295757
10435066 | 1008000-7295762
10435261 | 1008000-7295768
10434655 | 1008000-7298497
10433657 | 1008000-7298502
10434067 | 1008000-7298503
10471042 | 1008000-7306108
10437236 | 1008000-7307513
10329542 | 1008000-7316501
10339149 | 1008000-7338434
10497243 | 1008000-7341808
10471848 | 1008000-7345548
10471872 | 1008000-7345549
10471881 | 1008000-7345550
10471676 | 1008000-7345555
10471715 | 1008000-7345556
10945026 | 1008000-7345557
10471791 | 1008000-7345558
10471592 | 1008000-7345567
10471602 | 1008000-7345568
10335064 | 1008000-7361860
10339154 | 1008000-7368940
10328727 | 1008000-7368949
10332583 | 1008000-7368951
10329654 | 1008000-7368953
11188407 | 1008000-7370810
10335269 | 1008000-7373222
10337184 | 1008000-7381991
10334658 | 1008000-7382001
10338822 | 1008000-7382006
10339073 | 1008000-7382011
10522177 | 1008000-7383692
10526098 | 1008000-7383695
11187677 | 1008000-7387986
10826631 | 1008000-7388021
11187627 | 1008000-7388031
11187880 | 1008000-7388049
10826864 | 1008000-7388072
10785690 | 1008000-7388073
10452201 | 1008000-7390965
10336712 | 1008000-7390968
10633951 | 1008000-7392263
10526482 | 1008000-7392278
10338498 | 1008000-7392281
10826560 | 1008000-7392283
10340652 | 1008000-7395032
10340674 | 1008000-7395036
10339778 | 1008000-7397577
10339796 | 1008000-7397578
10336734 | 1008000-7397580
10797063 | 1008000-7397607
10335354 | 1008000-7398013
10503735 | 1008000-7400868
10336374 | 1008000-7404960
10334302 | 1008000-7404990
10527112 | 1008000-7405229
10988849 | 1008000-7405542
11188169 | 1008000-7405559
10340906 | 1008000-7405852
10340939 | 1008000-7405861
10329165 | 1008000-7412815
10339512 | 1008000-7424322
10334449 | 1008000-7425031
10337294 | 1008000-7425466
10330814 | 1008000-7428970
10330794 | 1008000-7430884
10335987 | 1008000-7431822
10334005 | 1008000-7432041
11188018 | 1008000-7433701
10336007 | 1008000-7437332
11188840 | 1008000-7439248
10339648 | 1008000-7444059
10451582 | 1008000-7445931
11189255 | 1008000-7455999
11189452 | 1008000-7456454
10497627 | 1008000-7459038
10945086 | 1008000-7465394
11189543 | 1008000-7476183
10330300 | 1008000-8215501
10330715 | 1008000-8231379
10331224 | 1008000-8231383
10432577 | 1008000-8240433
10336642 | 1008000-8240439
10339897 | 1008000-8240445
10333110 | 1008002-7011431
10438175 | 1008002-7085073
10438180 | 1008002-7085078
10332433 | 1008002-7159921
10436215 | 1008002-7179288
10331877 | 1008002-7291150
10438166 | 1008002-7291796
10435249 | 1008002-7292807
10433226 | 1008002-7295015
10438134 | 1008002-7295629
10329583 | 1008002-7295693
10434220 | 1008002-7295699
10330624 | 1008002-7295708
10332111 | 1008002-7295716
10330173 | 1008002-7295721
10433351 | 1008002-7295731
10335921 | 1008002-7295737
10332248 | 1008002-7295751
10438494 | 1008002-7295757
10435068 | 1008002-7295762
10435265 | 1008002-7295768
10434657 | 1008002-7298497
10432477 | 1008002-7298502
10434072 | 1008002-7298503
10334080 | 1008002-7310717
10332994 | 1008002-7310719
10333782 | 1008002-7310721
10333628 | 1008002-7310722
10337007 | 1008002-7310723
10332693 | 1008002-7310724
10438958 | 1008002-7311331
10434793 | 1008002-7312843
10436105 | 1008002-7313017
10434305 | 1008002-7321668
10432519 | 1008002-7325290
10329540 | 1008002-7339340
10436554 | 1008002-7358178
10790390 | 1008002-7368921
10339156 | 1008002-7368940
10328775 | 1008002-7368945
10328729 | 1008002-7368949
10332586 | 1008002-7368951
10332226 | 1008002-7368955
10335272 | 1008002-7373222
10336906 | 1008002-7383692
10336614 | 1008002-7383695
10336687 | 1008002-7390965
10338488 | 1008002-7392263
10340146 | 1008002-7392278
10338526 | 1008002-7392283
10339779 | 1008002-7397577
10339797 | 1008002-7397578
11188842 | 1008002-7439248
10436521 | 1008002-8077677
10333113 | 1008003-7011431
10439486 | 1008003-7153769
10433775 | 1008003-7298501
10436861 | 1008003-7325290
10339626 | 1008003-7359859
10527114 | 1008003-7405229
10438184 | 1008005-7085078
10436519 | 1008005-8077677
10333116 | 1008006-7011431
10438188 | 1008006-7085078
10436525 | 1008006-8077677
10436527 | 1008007-8077677
10440166 | 1008009-10089153
10440013 | 1008009-10089225
10439882 | 1008009-10093668
10440159 | 1008009-10093669
10440112 | 1008009-10093670
10440110 | 1008009-10093671
10440082 | 1008009-10093672
10440045 | 1008009-10093673
10436846 | 1008009-6802284
10328567 | 1008009-7011442
10433003 | 1008009-7011443
10435456 | 1008009-7011444
10328131 | 1008009-7011445
10434936 | 1008009-7011447
10437717 | 1008009-7017207
10432546 | 1008009-7017210
10438390 | 1008009-7128425
10440376 | 1008009-7153571
10437525 | 1008009-7153574
10338564 | 1008009-7153749
10433297 | 1008009-7153753
10439487 | 1008009-7153769
10439688 | 1008009-7153771
10778578 | 1008009-7153796
10778453 | 1008009-7153798
10340234 | 1008009-7171375
10436019 | 1008009-7171378
10340708 | 1008009-7171379
10329034 | 1008009-7171380
10330809 | 1008009-7171385
10331013 | 1008009-7171386
10336152 | 1008009-7171387
10471618 | 1008009-7171393
10436213 | 1008009-7179288
10334021 | 1008009-7185644
10341268 | 1008009-7185646
10328290 | 1008009-7211641
10338848 | 1008009-7221394
10338870 | 1008009-7221400
10339659 | 1008009-7221402
10439910 | 1008009-7238726
10330618 | 1008009-7266999
10439358 | 1008009-7268332
10338954 | 1008009-7269686
10331082 | 1008009-7272339
10439299 | 1008009-7273661
10329276 | 1008009-7277654
10437065 | 1008009-7284503
10328491 | 1008009-7288425
10331879 | 1008009-7291150
10438170 | 1008009-7291796
10432482 | 1008009-7292807
10433230 | 1008009-7295015
10438137 | 1008009-7295629
10329585 | 1008009-7295693
10434231 | 1008009-7295699
10330627 | 1008009-7295708
10332110 | 1008009-7295716
10330176 | 1008009-7295721
10432954 | 1008009-7295727
10433354 | 1008009-7295731
10335924 | 1008009-7295737
10333922 | 1008009-7295748
10332249 | 1008009-7295751
10438496 | 1008009-7295757
10435024 | 1008009-7295762
10435267 | 1008009-7295768
10437134 | 1008009-7296993
10434659 | 1008009-7298497
10433777 | 1008009-7298501
10433650 | 1008009-7298502
10434079 | 1008009-7298503
10471044 | 1008009-7306108
10437240 | 1008009-7307513
10334079 | 1008009-7310717
10332997 | 1008009-7310719
10333784 | 1008009-7310721
10333632 | 1008009-7310722
10337009 | 1008009-7310723
10332698 | 1008009-7310724
10329524 | 1008009-7311328
10438963 | 1008009-7311331
10434791 | 1008009-7312843
10436107 | 1008009-7313017
10329518 | 1008009-7316501
10432504 | 1008009-7321668
10436867 | 1008009-7325290
10339150 | 1008009-7338434
10329543 | 1008009-7339340
10497247 | 1008009-7341808
10336063 | 1008009-7344369
10471812 | 1008009-7345547
10471853 | 1008009-7345548
10471876 | 1008009-7345549
10471885 | 1008009-7345550
10471898 | 1008009-7345551
10471678 | 1008009-7345555
10471722 | 1008009-7345556
10471749 | 1008009-7345557
10471800 | 1008009-7345558
10471532 | 1008009-7345564
10471547 | 1008009-7345565
10471562 | 1008009-7345566
10471596 | 1008009-7345567
10471606 | 1008009-7345568
10353200 | 1008009-7345570
10353182 | 1008009-7345571
10436557 | 1008009-7358178
10339630 | 1008009-7359859
10335065 | 1008009-7361860
10339513 | 1008009-7368917
10335274 | 1008009-7368921
10339159 | 1008009-7368940
10328777 | 1008009-7368945
10329423 | 1008009-7368948
10328731 | 1008009-7368949
10329953 | 1008009-7368950
10332588 | 1008009-7368951
10331459 | 1008009-7368952
10329653 | 1008009-7368953
10333215 | 1008009-7368954
10332209 | 1008009-7368955
11188411 | 1008009-7370810
10335271 | 1008009-7373222
10337187 | 1008009-7381991
10334664 | 1008009-7382001
10338797 | 1008009-7382006
10339076 | 1008009-7382011
10450986 | 1008009-7382016
10336908 | 1008009-7383692
10336618 | 1008009-7383695
10336622 | 1008009-7383699
11187681 | 1008009-7387986
10826637 | 1008009-7388021
11187635 | 1008009-7388031
11187881 | 1008009-7388049
10387409 | 1008009-7388061
10826854 | 1008009-7388072
10785694 | 1008009-7388073
10336935 | 1008009-7390950
10336539 | 1008009-7390964
10336690 | 1008009-7390965
10336716 | 1008009-7390968
10338492 | 1008009-7392263
10340147 | 1008009-7392278
10340926 | 1008009-7392280
10338503 | 1008009-7392281
10340164 | 1008009-7392282
10338515 | 1008009-7392283
10340179 | 1008009-7395026
10338541 | 1008009-7395029
10340651 | 1008009-7395032
10340669 | 1008009-7395036
10340690 | 1008009-7395039
10339780 | 1008009-7397577
10339798 | 1008009-7397578
10336736 | 1008009-7397580
10797077 | 1008009-7397607
10335353 | 1008009-7398013
10503748 | 1008009-7400868
10333383 | 1008009-7400869
10336375 | 1008009-7404960
10334305 | 1008009-7404990
10526341 | 1008009-7405229
11188078 | 1008009-7405559
10340940 | 1008009-7405861
10945252 | 1008009-7410078
10329167 | 1008009-7412815
10339501 | 1008009-7424322
10334452 | 1008009-7425031
10337293 | 1008009-7425466
10330816 | 1008009-7428970
10330795 | 1008009-7430884
10335989 | 1008009-7431822
10334007 | 1008009-7432041
11188021 | 1008009-7433701
10336008 | 1008009-7437332
11188915 | 1008009-7439248
10896923 | 1008009-7440860
10339649 | 1008009-7444059
10785254 | 1008009-7444318
10778619 | 1008009-7444582
10768204 | 1008009-7445130
10451587 | 1008009-7445931
10785251 | 1008009-7448140
11189335 | 1008009-7455999
11189423 | 1008009-7456454
10945087 | 1008009-7465394
11189545 | 1008009-7476183
10331783 | 1008009-8206186
10329882 | 1008009-8215500
10330298 | 1008009-8215501
10330716 | 1008009-8231379
10331205 | 1008009-8231383
10432595 | 1008009-8240433
10335969 | 1008009-8240438
10339346 | 1008009-8240439
10496883 | 1008009-8240442
10339901 | 1008009-8240445
10337639 | 1008009-8240448
10339375 | 1008009-8284054
10438192 | 1008010-7085078
10440175 | 1008012-10089153
10440015 | 1008012-10089225
10439884 | 1008012-10093668
10440168 | 1008012-10093669
10440116 | 1008012-10093670
10440115 | 1008012-10093671
10440084 | 1008012-10093672
10440047 | 1008012-10093673
10436850 | 1008012-6802284
10433009 | 1008012-7011443
10435458 | 1008012-7011444
10328046 | 1008012-7011445
10434940 | 1008012-7011447
10440373 | 1008012-7153571
10437526 | 1008012-7153574
10340235 | 1008012-7171375
10436021 | 1008012-7171378
10340710 | 1008012-7171379
10328962 | 1008012-7171380
10331006 | 1008012-7171386
10436219 | 1008012-7179288
10341379 | 1008012-7185643
10334024 | 1008012-7185644
10341271 | 1008012-7185646
10328293 | 1008012-7211641
10338849 | 1008012-7221394
10338868 | 1008012-7221400
10339661 | 1008012-7221402
10435980 | 1008012-7228758
10338952 | 1008012-7269686
10331086 | 1008012-7272339
10439300 | 1008012-7273661
10329275 | 1008012-7277654
10328493 | 1008012-7288425
10331881 | 1008012-7291150
10438172 | 1008012-7291796
10432523 | 1008012-7292807
10438140 | 1008012-7295629
10329587 | 1008012-7295693
10332114 | 1008012-7295716
10332250 | 1008012-7295751
10435026 | 1008012-7295762
10437135 | 1008012-7296993
10434660 | 1008012-7298497
10433779 | 1008012-7298501
10433654 | 1008012-7298502
10434041 | 1008012-7298503
10471046 | 1008012-7306108
10334081 | 1008012-7310717
10332993 | 1008012-7310719
10333786 | 1008012-7310721
10333636 | 1008012-7310722
10337004 | 1008012-7310723
10332702 | 1008012-7310724
10329522 | 1008012-7316501
10434314 | 1008012-7321668
10436863 | 1008012-7325290
10497255 | 1008012-7341808
10336066 | 1008012-7344369
10471808 | 1008012-7345547
10471860 | 1008012-7345548
10471865 | 1008012-7345549
10471889 | 1008012-7345550
10988759 | 1008012-7345551
10471680 | 1008012-7345555
10944882 | 1008012-7345556
10497823 | 1008012-7345557
10471775 | 1008012-7345558
10634063 | 1008012-7345564
10471550 | 1008012-7345565
10471567 | 1008012-7345566
10471585 | 1008012-7345567
10471609 | 1008012-7345568
10353202 | 1008012-7345570
10353181 | 1008012-7345571
10436558 | 1008012-7358178
10335066 | 1008012-7361860
10339155 | 1008012-7368940
10328732 | 1008012-7368949
10332591 | 1008012-7368951
10329655 | 1008012-7368953
10450936 | 1008012-7368955
10335273 | 1008012-7373222
10337190 | 1008012-7381991
10334667 | 1008012-7382001
10338800 | 1008012-7382006
10339079 | 1008012-7382011
10450987 | 1008012-7382016
10336909 | 1008012-7383692
10336621 | 1008012-7383695
10336625 | 1008012-7383699
11187883 | 1008012-7388049
10336938 | 1008012-7390950
10336541 | 1008012-7390964
10336694 | 1008012-7390965
10336715 | 1008012-7390968
10340148 | 1008012-7392278
10338507 | 1008012-7392281
10338519 | 1008012-7392283
10340180 | 1008012-7395026
10340653 | 1008012-7395032
10340692 | 1008012-7395039
10339781 | 1008012-7397577
10797066 | 1008012-7397607
10503742 | 1008012-7400868
10333375 | 1008012-7400869
10336376 | 1008012-7404960
10334307 | 1008012-7404990
10526343 | 1008012-7405229
10339505 | 1008012-7424322
10334453 | 1008012-7425031
10337295 | 1008012-7425466
10330818 | 1008012-7428970
10330796 | 1008012-7430884
10335991 | 1008012-7431822
10333994 | 1008012-7432041
11188022 | 1008012-7433701
10336009 | 1008012-7437332
11188913 | 1008012-7439248
10896927 | 1008012-7440860
10339650 | 1008012-7444059
10778618 | 1008012-7444582
10768205 | 1008012-7445130
10451589 | 1008012-7445931
11189257 | 1008012-7455999
11189428 | 1008012-7456454
10329883 | 1008012-8215500
10330301 | 1008012-8215501
10331208 | 1008012-8231383
10432580 | 1008012-8240433
10339347 | 1008012-8240439
10496886 | 1008012-8240442
10337627 | 1008012-8240448
10988655 | 1008030-7345550
10451706 | 1008030-7444059
10337969 | 1008200-8284109
10329528 | 1008202-7311328
10329884 | 1008202-8215500
10337678 | 1008202-8283947
10338068 | 1008202-8284074
10338240 | 1008202-8284096
10328172 | 1008204-7082027
10785743 | 1008204-7410032
10435669 | 1008204-8077678
10329886 | 1008204-8215500
10338258 | 1008204-8283940
10341154 | 1008204-8283984
10337970 | 1008204-8284109
10339820 | 1008205-7368894
10337386 | 1008325-7367010
10437719 | 1008332-7017207
10432540 | 1008332-7017210
10437529 | 1008332-7153574
10435253 | 1008332-7292807
10433363 | 1008332-7295731
10438491 | 1008332-7295757
10434050 | 1008332-7298503
10471053 | 1008332-7306108
10437229 | 1008332-7307513
10436109 | 1008332-7313017
10497834 | 1008332-7345557
10335067 | 1008332-7361860
10335276 | 1008332-7373222
10526563 | 1008332-7390950
10452266 | 1008332-7390965
10452313 | 1008332-7390968
10383983 | 1008332-8231379
10437725 | 1008333-7017207
10432547 | 1008333-7017210
10437533 | 1008333-7153574
10435262 | 1008333-7292807
10433357 | 1008333-7295731
10438493 | 1008333-7295757
10434056 | 1008333-7298503
10471048 | 1008333-7306108
10437233 | 1008333-7307513
10436106 | 1008333-7313017
10497616 | 1008333-7345555
10497771 | 1008333-7345557
10335068 | 1008333-7361860
11188713 | 1008333-7370810
10335275 | 1008333-7373222
10526542 | 1008333-7390950
10452167 | 1008333-7390965
10452288 | 1008333-7390968
10383981 | 1008333-8231379
10341575 | 1008338-7325526
10331298 | 1008923-7264221
10330419 | 1008923-7266485
10340296 | 1008923-7276087
10437068 | 1008923-7284503
10340958 | 1008923-7297794
10341926 | 1008923-7333010
10341497 | 1008923-7334654
10340403 | 1008923-7335354
10342028 | 1008923-7338294
10497448 | 1008923-7459038
11188569 | 1008923-7466895
10331302 | 1008924-7264221
10330421 | 1008924-7266485
10340299 | 1008924-7276087
10437071 | 1008924-7284503
10341928 | 1008924-7333010
10341499 | 1008924-7334654
10340398 | 1008924-7335354
10497440 | 1008924-7459038
11188570 | 1008924-7466895
10330423 | 1008925-7266485
10437063 | 1008925-7284503
10341578 | 1008925-7325526
10341930 | 1008925-7333010
10341498 | 1008925-7334654
10340401 | 1008925-7335354
10497444 | 1008925-7459038
10341581 | 1008938-7325526
10341584 | 1008939-7325526
10340397 | 1008939-7335354
10341576 | 1009865-7325526
10341579 | 1009884-7325526
10341500 | 1009884-7334654
10525842 | 1010046-7221394
10451311 | 1010046-7221400
10525971 | 1010701-7361860
10339821 | 1010701-7368894
10331460 | 1010701-7368952
10335278 | 1010701-7373222
10337185 | 1010701-7381991
10334670 | 1010701-7382001
10338802 | 1010701-7382006
10339082 | 1010701-7382011
10526222 | 1010701-7383699
11187925 | 1010701-7388049
10785628 | 1010701-7388073
10785496 | 1010701-7392281
10826195 | 1010701-7397577
10826374 | 1010701-7397578
10526980 | 1010701-7397580
10334297 | 1010701-7404990
11189133 | 1010701-7405229
10988837 | 1010701-7405542
11188230 | 1010701-7405559
10383875 | 1010701-7425031
10452060 | 1010701-7432041
10598207 | 1010701-7444059
11188765 | 1010701-7455999
10945367 | 1010701-7465394
10331306 | 1010789-7264221
10330425 | 1010789-7266485
10340302 | 1010789-7276087
10437064 | 1010789-7284503
10341917 | 1010789-7333010
10340402 | 1010789-7335354
10342031 | 1010789-7338294
10497626 | 1010789-7459038
11188499 | 1010789-7466895
10329279 | 1040182-7277654
10334082 | 1040182-7310717
10329426 | 1040182-7368948
10332212 | 1040182-7368955
10450959 | 1040182-7382006
10333926 | 1040183-7295748
10337006 | 1040183-7310723
10339517 | 1040183-7368917
10328772 | 1040183-7368945
10329429 | 1040183-7368948
10337188 | 1040183-7381991
10450960 | 1040183-7382006
10826729 | 1040183-7388072
10437284 | 1040184-7017189
10432535 | 1040184-7017210
10437537 | 1040184-7153574
10338568 | 1040184-7153749
10331876 | 1040184-7291150
10438143 | 1040184-7295629
10332688 | 1040184-7310724
10436869 | 1040184-7325290
10525960 | 1040184-7361860
10329432 | 1040184-7368948
10450925 | 1040184-7368955
10450961 | 1040184-7382006
10526028 | 1040184-7383695
10526295 | 1040184-7390950
10526638 | 1040184-7390964
10452020 | 1040184-7390965
10452443 | 1040184-7390968
10633894 | 1040184-7392263
10526427 | 1040184-7392278
10785300 | 1040184-7392280
10526828 | 1040184-7392282
10826458 | 1040184-7392283
10451051 | 1040184-7395026
10826473 | 1040184-7395029
10768114 | 1040184-7395036
10333378 | 1040184-7400869
10451474 | 1040184-7425466
10598202 | 1040184-7444059
11189357 | 1040184-7456454
11189185 | 1040184-7476183
10330305 | 1040184-8215501
10337127 | 1040184-8215503
10331211 | 1040184-8231383
10328174 | 1050050-7082027
10634231 | 1050050-7345568
10331461 | 1050111-7368952
10328176 | 1050124-7082027
10330811 | 1050124-7171385
10634268 | 1050124-7345568
10331462 | 1050124-7368952
10450921 | 1050124-7368955
10526022 | 1050124-7383695
10526632 | 1050124-7390964
10333381 | 1050124-7400869
11188190 | 1050124-7405559
10598199 | 1050124-7444059
10778356 | 1050140-7153798
10778480 | 1050140-7221394
10332996 | 1050140-7310719
10333631 | 1050140-7310722
10438966 | 1050140-7311331
10497254 | 1050140-7341808
10944908 | 1050140-7345557
10634343 | 1050140-7345567
10335069 | 1050140-7361860
10450924 | 1050140-7368955
11188643 | 1050140-7370810
10335277 | 1050140-7373222
10826762 | 1050140-7388021
11187468 | 1050140-7388031
11187544 | 1050140-7388049
10826715 | 1050140-7388072
10826578 | 1050140-7392283
11188192 | 1050140-7405559
11188524 | 1050140-7439248
10598200 | 1050140-7444059
11188740 | 1050140-7455999
10330302 | 1050140-8215501
10338241 | 1050140-8284096
10328178 | 1050144-7082027
10335280 | 1050144-7373222
10335070 | 1050170-7361860
11189097 | 1050170-7387986
10826718 | 1050170-7388072
10435675 | 1050180-8077678
10436854 | 1100060-6802284
10333119 | 1100060-7011431
10435465 | 1100060-7011444
10437286 | 1100060-7017189
10432548 | 1100060-7017210
10438197 | 1100060-7085078
10440377 | 1100060-7153571
10437527 | 1100060-7153574
10338565 | 1100060-7153749
10439488 | 1100060-7153769
10778491 | 1100060-7153796
10340712 | 1100060-7171379
10336153 | 1100060-7171387
10471620 | 1100060-7171393
10436217 | 1100060-7179288
10340608 | 1100060-7195726
10328296 | 1100060-7211641
10451374 | 1100060-7221400
10338957 | 1100060-7269686
10439301 | 1100060-7273661
10331878 | 1100060-7291150
10435250 | 1100060-7292807
10433232 | 1100060-7295015
10434243 | 1100060-7295699
10432957 | 1100060-7295727
10433366 | 1100060-7295731
10435271 | 1100060-7295768
10434661 | 1100060-7298497
10433778 | 1100060-7298501
10433658 | 1100060-7298502
10434062 | 1100060-7298503
10471055 | 1100060-7306108
10334084 | 1100060-7310717
10332998 | 1100060-7310719
10337008 | 1100060-7310723
10436108 | 1100060-7313017
10434317 | 1100060-7321668
10988318 | 1100060-7345547
10988903 | 1100060-7345570
10335071 | 1100060-7361860
10335282 | 1100060-7368921
10328734 | 1100060-7368949
10335279 | 1100060-7373222
10334668 | 1100060-7382001
10522253 | 1100060-7383692
10526166 | 1100060-7383699
10334299 | 1100060-7404990
11188200 | 1100060-7405559
11188155 | 1100060-7433701
10329885 | 1100060-8215500
10330717 | 1100060-8231379
10331214 | 1100060-8231383
10432593 | 1100060-8240433
10339900 | 1100060-8240445
10337631 | 1100060-8240448
10337682 | 1100060-8283947
10341155 | 1100060-8283984
10436858 | 1100065-6802284
10333112 | 1100065-7011431
10328568 | 1100065-7011442
10433013 | 1100065-7011443
10437285 | 1100065-7017189
10432550 | 1100065-7017210
10437530 | 1100065-7153574
10338569 | 1100065-7153749
10433308 | 1100065-7153753
10778490 | 1100065-7153796
10436023 | 1100065-7171378
10340714 | 1100065-7171379
10330813 | 1100065-7171385
10336154 | 1100065-7171387
10471622 | 1100065-7171393
10436221 | 1100065-7179288
10341380 | 1100065-7185643
10334010 | 1100065-7185644
10328300 | 1100065-7211641
10525867 | 1100065-7221394
10451365 | 1100065-7221400
10513219 | 1100065-7221402
10338961 | 1100065-7269686
10329277 | 1100065-7277654
10331880 | 1100065-7291150
10438174 | 1100065-7291796
10433242 | 1100065-7295015
10438144 | 1100065-7295629
10329588 | 1100065-7295693
10434248 | 1100065-7295699
10330625 | 1100065-7295708
10332117 | 1100065-7295716
10330178 | 1100065-7295721
10432959 | 1100065-7295727
10433372 | 1100065-7295731
10335927 | 1100065-7295737
10333930 | 1100065-7295748
10332255 | 1100065-7295751
10438495 | 1100065-7295757
10435028 | 1100065-7295762
10435272 | 1100065-7295768
10434662 | 1100065-7298497
10433780 | 1100065-7298501
10433661 | 1100065-7298502
10434069 | 1100065-7298503
10471049 | 1100065-7306108
10334083 | 1100065-7310717
10333001 | 1100065-7310719
10333635 | 1100065-7310722
10337010 | 1100065-7310723
10332694 | 1100065-7310724
10438968 | 1100065-7311331
10434794 | 1100065-7312843
10436110 | 1100065-7313017
10434322 | 1100065-7321668
10436865 | 1100065-7325290
10329523 | 1100065-7339340
10988314 | 1100065-7345547
10497683 | 1100065-7345556
10945006 | 1100065-7345558
10634241 | 1100065-7345564
10988900 | 1100065-7345570
10436561 | 1100065-7358178
10335072 | 1100065-7361860
10339689 | 1100065-7364338
10339822 | 1100065-7368894
10339515 | 1100065-7368917
10335284 | 1100065-7368921
10339158 | 1100065-7368940
10328774 | 1100065-7368945
10513152 | 1100065-7368948
10328736 | 1100065-7368949
10329954 | 1100065-7368950
10332593 | 1100065-7368951
10329656 | 1100065-7368953
10332215 | 1100065-7368955
11188638 | 1100065-7370810
10335281 | 1100065-7373222
10337191 | 1100065-7381991
10338804 | 1100065-7382006
10339074 | 1100065-7382011
10522250 | 1100065-7383692
10526020 | 1100065-7383695
10526165 | 1100065-7383699
11189101 | 1100065-7387986
10826851 | 1100065-7388021
11187470 | 1100065-7388031
11187553 | 1100065-7388049
10826722 | 1100065-7388072
10526288 | 1100065-7390950
10526633 | 1100065-7390964
10452014 | 1100065-7390965
10452437 | 1100065-7390968
10633888 | 1100065-7392263
10526426 | 1100065-7392278
10785301 | 1100065-7392280
10785424 | 1100065-7392281
10526832 | 1100065-7392282
10826577 | 1100065-7392283
10451055 | 1100065-7395026
10826306 | 1100065-7395029
10768106 | 1100065-7395036
10897032 | 1100065-7395039
10826414 | 1100065-7397577
10526939 | 1100065-7397578
10526774 | 1100065-7397580
10796914 | 1100065-7397588
10797022 | 1100065-7397607
10335355 | 1100065-7398013
10503830 | 1100065-7400868
10333384 | 1100065-7400869
10336378 | 1100065-7404960
10334303 | 1100065-7404990
10527197 | 1100065-7405229
11188195 | 1100065-7405559
10785565 | 1100065-7410032
10826219 | 1100065-7410050
10945173 | 1100065-7410078
10329169 | 1100065-7412815
10451185 | 1100065-7424322
10334454 | 1100065-7425031
10337297 | 1100065-7425466
10451594 | 1100065-7428970
10452138 | 1100065-7431822
10451951 | 1100065-7432041
11188151 | 1100065-7433701
10451981 | 1100065-7437332
11188530 | 1100065-7439248
10896872 | 1100065-7440860
10451740 | 1100065-7444059
11188741 | 1100065-7455999
11189318 | 1100065-7456454
10945331 | 1100065-7465394
11189195 | 1100065-7476183
10434756 | 1100065-8077661
10329887 | 1100065-8215500
10330306 | 1100065-8215501
10330718 | 1100065-8231379
10331213 | 1100065-8231383
10432584 | 1100065-8240433
10339904 | 1100065-8240445
10337679 | 1100065-8283947
10335530 | 1100065-8283972
10341156 | 1100065-8283984
10338069 | 1100065-8284074
10337822 | 1100065-8284081
10337971 | 1100065-8284109
10328570 | 1100070-7011442
10433017 | 1100070-7011443
10437534 | 1100070-7153574
10436225 | 1100070-7179288
10328304 | 1100070-7211641
10525846 | 1100070-7221394
10451381 | 1100070-7221400
10513209 | 1100070-7221402
10439302 | 1100070-7273661
10433380 | 1100070-7295731
10435274 | 1100070-7295768
10433664 | 1100070-7298502
10471057 | 1100070-7306108
10334085 | 1100070-7310717
10438970 | 1100070-7311331
10335073 | 1100070-7361860
10339681 | 1100070-7364338
10339823 | 1100070-7368894
10790372 | 1100070-7368921
10339157 | 1100070-7368940
10513282 | 1100070-7368952
10332218 | 1100070-7368955
10335287 | 1100070-7373222
10526023 | 1100070-7383695
11189088 | 1100070-7387986
10826855 | 1100070-7388021
11187472 | 1100070-7388031
11187570 | 1100070-7388049
11187755 | 1100070-7388061
10785272 | 1100070-7390950
10633861 | 1100070-7392282
10826308 | 1100070-7395029
10768109 | 1100070-7395036
10897037 | 1100070-7395039
10826418 | 1100070-7397577
10826368 | 1100070-7397578
10796918 | 1100070-7397588
10334309 | 1100070-7404990
11189454 | 1100070-7405542
11188202 | 1100070-7405559
10826224 | 1100070-7410050
10945177 | 1100070-7410078
10337299 | 1100070-7425466
10451593 | 1100070-7428970
10451955 | 1100070-7432041
10451733 | 1100070-7444059
10436534 | 1100070-8077677
10329888 | 1100070-8215500
10338070 | 1100070-8284074
10337972 | 1100070-8284109
10436849 | 1100079-6802284
10432990 | 1100079-7011443
10432562 | 1100079-7017210
10437538 | 1100079-7153574
10334012 | 1100079-7185644
10328308 | 1100079-7211641
10525870 | 1100079-7221394
10451367 | 1100079-7221400
10513221 | 1100079-7221402
10338955 | 1100079-7269686
10329281 | 1100079-7277654
10331882 | 1100079-7291150
10438186 | 1100079-7291796
10435259 | 1100079-7292807
10433234 | 1100079-7295015
10438179 | 1100079-7295629
10434245 | 1100079-7295699
10330628 | 1100079-7295708
10432961 | 1100079-7295727
10433360 | 1100079-7295731
10335929 | 1100079-7295737
10332251 | 1100079-7295751
10435276 | 1100079-7295768
10434663 | 1100079-7298497
10433781 | 1100079-7298501
10433666 | 1100079-7298502
10434074 | 1100079-7298503
10471051 | 1100079-7306108
10334086 | 1100079-7310717
10332999 | 1100079-7310719
10333639 | 1100079-7310722
10337011 | 1100079-7310723
10332699 | 1100079-7310724
10436113 | 1100079-7313017
10434321 | 1100079-7321668
10436872 | 1100079-7325290
10329527 | 1100079-7339340
10336137 | 1100079-7344369
10988730 | 1100079-7345550
10988649 | 1100079-7345551
10634476 | 1100079-7345565
10634267 | 1100079-7345568
10988911 | 1100079-7345570
10989016 | 1100079-7345571
10436566 | 1100079-7358178
10335074 | 1100079-7361860
10339684 | 1100079-7364338
10339825 | 1100079-7368894
10339518 | 1100079-7368917
10335342 | 1100079-7368921
10339160 | 1100079-7368940
10328776 | 1100079-7368945
10329435 | 1100079-7368948
10328738 | 1100079-7368949
10329955 | 1100079-7368950
10332595 | 1100079-7368951
10331463 | 1100079-7368952
10329658 | 1100079-7368953
10332221 | 1100079-7368955
11188640 | 1100079-7370810
10335290 | 1100079-7373222
10337194 | 1100079-7381991
10334671 | 1100079-7382001
10338806 | 1100079-7382006
10339077 | 1100079-7382011
10522249 | 1100079-7383692
10526032 | 1100079-7383695
10526168 | 1100079-7383699
11189052 | 1100079-7387986
10826769 | 1100079-7388021
11187620 | 1100079-7388031
11187559 | 1100079-7388049
11187760 | 1100079-7388061
10826731 | 1100079-7388072
10785594 | 1100079-7388073
10526296 | 1100079-7390950
10526637 | 1100079-7390964
10452018 | 1100079-7390965
10452431 | 1100079-7390968
10633886 | 1100079-7392263
10526429 | 1100079-7392278
10785440 | 1100079-7392280
10785435 | 1100079-7392281
10526829 | 1100079-7392282
10826460 | 1100079-7392283
10451053 | 1100079-7395026
10897035 | 1100079-7395039
10796925 | 1100079-7397588
10797039 | 1100079-7397607
11188275 | 1100079-7398013
10503834 | 1100079-7400868
10333385 | 1100079-7400869
10334310 | 1100079-7404990
10527201 | 1100079-7405229
11188205 | 1100079-7405559
10785568 | 1100079-7410032
10329172 | 1100079-7412815
10451192 | 1100079-7424322
10334455 | 1100079-7425031
10337301 | 1100079-7425466
10451597 | 1100079-7428970
10452150 | 1100079-7431822
10451958 | 1100079-7432041
11188148 | 1100079-7433701
11188605 | 1100079-7439248
10451741 | 1100079-7444059
11188742 | 1100079-7455999
11189190 | 1100079-7476183
10329890 | 1100079-8215500
10330303 | 1100079-8215501
10330719 | 1100079-8231379
10331216 | 1100079-8231383
10496793 | 1100079-8240442
10337634 | 1100079-8240448
10337680 | 1100079-8283947
10335533 | 1100079-8283972
10339378 | 1100079-8284054
10337973 | 1100079-8284109
11189091 | 1100080-7387986
10526291 | 1100080-7390950
10437287 | 1100082-7017189
10438201 | 1100082-7085078
10338570 | 1100082-7153749
10433284 | 1100082-7153753
10778494 | 1100082-7153796
10778361 | 1100082-7153798
10340709 | 1100082-7171379
10336155 | 1100082-7171387
10436232 | 1100082-7179288
10328297 | 1100082-7211641
10525864 | 1100082-7221394
10331883 | 1100082-7291150
10438203 | 1100082-7291796
10435264 | 1100082-7292807
10433368 | 1100082-7295731
10335931 | 1100082-7295737
10434664 | 1100082-7298497
10433668 | 1100082-7298502
10434081 | 1100082-7298503
10471059 | 1100082-7306108
10439205 | 1100082-7307555
10337013 | 1100082-7310723
10436873 | 1100082-7325290
10497266 | 1100082-7341808
10336139 | 1100082-7344369
10436564 | 1100082-7358178
10335075 | 1100082-7361860
10339826 | 1100082-7368894
10332589 | 1100082-7368951
10331464 | 1100082-7368952
10329657 | 1100082-7368953
10332224 | 1100082-7368955
10337192 | 1100082-7381991
10334669 | 1100082-7382001
10338808 | 1100082-7382006
10339080 | 1100082-7382011
10522246 | 1100082-7383692
10526029 | 1100082-7383695
10826766 | 1100082-7388021
11187474 | 1100082-7388031
11187759 | 1100082-7388061
10826726 | 1100082-7388072
10526297 | 1100082-7390950
10526635 | 1100082-7390964
10452445 | 1100082-7390968
10785433 | 1100082-7392281
10826459 | 1100082-7392283
10826474 | 1100082-7395029
10796919 | 1100082-7397588
10797030 | 1100082-7397607
10503832 | 1100082-7400868
10333388 | 1100082-7400869
10527203 | 1100082-7405229
10337303 | 1100082-7425466
11188538 | 1100082-7439248
10451742 | 1100082-7444059
11189187 | 1100082-7476183
10329889 | 1100082-8215500
10330307 | 1100082-8215501
10432569 | 1100085-7017210
10778495 | 1100085-7153796
10471623 | 1100085-7171393
10328301 | 1100085-7211641
10451376 | 1100085-7221400
10438214 | 1100085-7291796
10433670 | 1100085-7298502
10434083 | 1100085-7298503
10497273 | 1100085-7341808
10335076 | 1100085-7361860
10338812 | 1100085-7382006
10336550 | 1100085-7382016
10826773 | 1100085-7388021
10826734 | 1100085-7388072
10451744 | 1100085-7444059
10329891 | 1100085-8215500
10330311 | 1100085-8215501
10338959 | 1100090-7269686
10331885 | 1100090-7291150
10433652 | 1100090-7298502
10336142 | 1100090-7344369
10339687 | 1100090-7364338
10334672 | 1100090-7382001
10338815 | 1100090-7382006
10339083 | 1100090-7382011
11187552 | 1100090-7388049
10451736 | 1100090-7444059
10945332 | 1100090-7465394
10436532 | 1100090-8077677
10329892 | 1100090-8215500
10451785 | 1130194-7017189
11187331 | 1130194-7221394
10331887 | 1130194-7291150
10438223 | 1130194-7291796
10435338 | 1130194-7292807
10438182 | 1130194-7295629
10432964 | 1130194-7295727
10433374 | 1130194-7295731
10433656 | 1130194-7298502
10471061 | 1130194-7306108
10334088 | 1130194-7310717
10333002 | 1130194-7310719
10333788 | 1130194-7310721
10333641 | 1130194-7310722
10337015 | 1130194-7310723
10332703 | 1130194-7310724
10436111 | 1130194-7313017
10436878 | 1130194-7325290
10436568 | 1130194-7358178
10335077 | 1130194-7361860
10335343 | 1130194-7373222
10797115 | 1130194-7397607
10503848 | 1130194-7400868
10527030 | 1130194-7405229
10434758 | 1130194-8077661
10331219 | 1130194-8231383
10336028 | 1228881-7142247
10336030 | 1228882-7142247
10436852 | 1281931-6802284
10333115 | 1281931-7011431
10432999 | 1281931-7011443
10435460 | 1281931-7011444
10328049 | 1281931-7011445
10437288 | 1281931-7017189
10437743 | 1281931-7017207
10432585 | 1281931-7017210
10438387 | 1281931-7128425
10438593 | 1281931-7128432
10336023 | 1281931-7142247
10440379 | 1281931-7153571
10437528 | 1281931-7153574
10338575 | 1281931-7153749
10433292 | 1281931-7153753
10439489 | 1281931-7153769
10778564 | 1281931-7153796
10778492 | 1281931-7153798
10328965 | 1281931-7171380
10330815 | 1281931-7171385
10331009 | 1281931-7171386
10336156 | 1281931-7171387
10471625 | 1281931-7171393
10436223 | 1281931-7179288
10340612 | 1281931-7195726
10328305 | 1281931-7211641
10525938 | 1281931-7221394
10451432 | 1281931-7221400
10513246 | 1281931-7221402
10439362 | 1281931-7268332
10338956 | 1281931-7269686
10439303 | 1281931-7273661
10329285 | 1281931-7277654
10331889 | 1281931-7291150
10438231 | 1281931-7291796
10435346 | 1281931-7292807
10433236 | 1281931-7295015
10438185 | 1281931-7295629
10329590 | 1281931-7295693
10434253 | 1281931-7295699
10330630 | 1281931-7295708
10332122 | 1281931-7295716
10330180 | 1281931-7295721
10432966 | 1281931-7295727
10433382 | 1281931-7295731
10335916 | 1281931-7295737
10333931 | 1281931-7295748
10332252 | 1281931-7295751
10438497 | 1281931-7295757
10435030 | 1281931-7295762
10435278 | 1281931-7295768
10434665 | 1281931-7298497
10433784 | 1281931-7298501
10433659 | 1281931-7298502
10434120 | 1281931-7298503
10471074 | 1281931-7306108
10331594 | 1281931-7307014
10471058 | 1281931-7309902
10334087 | 1281931-7310717
10333000 | 1281931-7310719
10333787 | 1281931-7310721
10333633 | 1281931-7310722
10337017 | 1281931-7310723
10332692 | 1281931-7310724
10438972 | 1281931-7311331
10434795 | 1281931-7312843
10436114 | 1281931-7313017
10434326 | 1281931-7321668
10436874 | 1281931-7325290
10329531 | 1281931-7339340
10988549 | 1281931-7345548
10988768 | 1281931-7345551
10436573 | 1281931-7358178
10335078 | 1281931-7361860
10339690 | 1281931-7364338
10337389 | 1281931-7367010
10790378 | 1281931-7368894
10339521 | 1281931-7368917
10335345 | 1281931-7368921
10328778 | 1281931-7368945
10329431 | 1281931-7368948
10328740 | 1281931-7368949
10513284 | 1281931-7368952
10332227 | 1281931-7368955
10335344 | 1281931-7373222
10337195 | 1281931-7381991
10450971 | 1281931-7382006
10451017 | 1281931-7382011
10522186 | 1281931-7383692
10526109 | 1281931-7383695
10526254 | 1281931-7383699
11187729 | 1281931-7387986
10826639 | 1281931-7388021
11187910 | 1281931-7388049
10826862 | 1281931-7388072
10785750 | 1281931-7388073
10526568 | 1281931-7390950
10527122 | 1281931-7390964
10452262 | 1281931-7390965
10452310 | 1281931-7390968
10633955 | 1281931-7392263
10526492 | 1281931-7392278
10785428 | 1281931-7392280
10785393 | 1281931-7392281
10526890 | 1281931-7392282
10451104 | 1281931-7395026
10768183 | 1281931-7395036
10897051 | 1281931-7395039
10826222 | 1281931-7397577
10526721 | 1281931-7397578
10527008 | 1281931-7397580
10797193 | 1281931-7397588
10797079 | 1281931-7397607
10336380 | 1281931-7404960
10988857 | 1281931-7405542
11188086 | 1281931-7405559
10785703 | 1281931-7410032
10826351 | 1281931-7410050
10945269 | 1281931-7410078
11188049 | 1281931-7433701
11159712 | 1281931-7444378
10331781 | 1281931-8206186
10329894 | 1281931-8215500
10330315 | 1281931-8215501
10330720 | 1281931-8231379
10496885 | 1281931-8240442
10339902 | 1281931-8240445
10338259 | 1281931-8283940
10337683 | 1281931-8283947
10341157 | 1281931-8283984
10339381 | 1281931-8284054
10338071 | 1281931-8284074
10337819 | 1281931-8284081
10338229 | 1281931-8284096
10337974 | 1281931-8284109
10340711 | 1281932-7171379
10497264 | 1281932-7341808
10988378 | 1281932-7345547
10988574 | 1281932-7345549
10497383 | 1281932-7345555
10497370 | 1281932-7345556
10497876 | 1281932-7345557
10944946 | 1281932-7345558
10634091 | 1281932-7345564
10634402 | 1281932-7345565
10634387 | 1281932-7345566
10634117 | 1281932-7345567
10634434 | 1281932-7345568
10988955 | 1281932-7345570
10989041 | 1281932-7345571
10333391 | 1281932-7400869
10526352 | 1281932-7405229
10331222 | 1281932-8231383
10432596 | 1281932-8240433
10337129 | 1300002-8215503
10332230 | 1300117-7368955
10333394 | 1300117-7400869
10338571 | 1300140-7153749
10433238 | 1300140-7295015
10433782 | 1300140-7298501
10433663 | 1300140-7298502
10333003 | 1300140-7310719
10333789 | 1300140-7310721
10522251 | 1300140-7383692
10526039 | 1300140-7383695
10526181 | 1300140-7383699
10333004 | 1300143-7310719
10435908 | 1300160-7061259
10332423 | 1300160-7159921
10437636 | 1300160-7209287
10338893 | 1300160-7275333
10340404 | 1300160-7335354
10435910 | 1300161-7061259
10436398 | 1300161-7195720
10340535 | 1300161-7195730
10330427 | 1300161-7266485
10340959 | 1300161-7297794
10437290 | 1300162-7017189
10332427 | 1300162-7159921
10341502 | 1300162-7334654
10497619 | 1300162-7459038
10471064 | 1300164-7306108
10337012 | 1300164-7310723
10436856 | 1300206-6802284
10451860 | 1300206-7017189
10440381 | 1300206-7153571
10437532 | 1300206-7153574
10451373 | 1300206-7221400
10331884 | 1300206-7291150
10438240 | 1300206-7291796
10438189 | 1300206-7295629
10432968 | 1300206-7295727
10433362 | 1300206-7295731
10433660 | 1300206-7298502
10434132 | 1300206-7298503
10471078 | 1300206-7306108
10334089 | 1300206-7310717
10333007 | 1300206-7310719
10333791 | 1300206-7310721
10333637 | 1300206-7310722
10337014 | 1300206-7310723
10332696 | 1300206-7310724
10436117 | 1300206-7313017
10436880 | 1300206-7325290
10497213 | 1300206-7341808
10436570 | 1300206-7358178
10335079 | 1300206-7361860
10335283 | 1300206-7373222
10797041 | 1300206-7397607
10503730 | 1300206-7400868
10527091 | 1300206-7405229
10331225 | 1300206-8231383
10436862 | 1300411-6802284
10435461 | 1300411-7011444
10432552 | 1300411-7017210
10328173 | 1300411-7082027
10438205 | 1300411-7085078
10438392 | 1300411-7128425
10336025 | 1300411-7142247
10440383 | 1300411-7153571
10338576 | 1300411-7153749
10439490 | 1300411-7153769
10439695 | 1300411-7153771
10778415 | 1300411-7153798
10340236 | 1300411-7171375
10436025 | 1300411-7171378
10328963 | 1300411-7171380
10330817 | 1300411-7171385
10336157 | 1300411-7171387
10436229 | 1300411-7179288
10341381 | 1300411-7185643
10328309 | 1300411-7211641
10525874 | 1300411-7221394
10451393 | 1300411-7221400
10513231 | 1300411-7221402
10338960 | 1300411-7269686
10439304 | 1300411-7273661
10329289 | 1300411-7277654
10331886 | 1300411-7291150
10438251 | 1300411-7291796
10435349 | 1300411-7292807
10433240 | 1300411-7295015
10438193 | 1300411-7295629
10329591 | 1300411-7295693
10434276 | 1300411-7295699
10330633 | 1300411-7295708
10332109 | 1300411-7295716
10330174 | 1300411-7295721
10432969 | 1300411-7295727
10433369 | 1300411-7295731
10335919 | 1300411-7295737
10333935 | 1300411-7295748
10332253 | 1300411-7295751
10438499 | 1300411-7295757
10435031 | 1300411-7295762
10435280 | 1300411-7295768
10434666 | 1300411-7298497
10433783 | 1300411-7298501
10433662 | 1300411-7298502
10434170 | 1300411-7298503
10471069 | 1300411-7306108
10334090 | 1300411-7310717
10333005 | 1300411-7310719
10333793 | 1300411-7310721
10333640 | 1300411-7310722
10337016 | 1300411-7310723
10332700 | 1300411-7310724
10438974 | 1300411-7311331
10434798 | 1300411-7312843
10436121 | 1300411-7313017
10434335 | 1300411-7321668
10436876 | 1300411-7325290
10497291 | 1300411-7341808
10988562 | 1300411-7345548
10988709 | 1300411-7345550
10497472 | 1300411-7345555
10497701 | 1300411-7345556
10497592 | 1300411-7345557
10945011 | 1300411-7345558
10634282 | 1300411-7345564
10634475 | 1300411-7345565
10634253 | 1300411-7345566
10634366 | 1300411-7345567
10988912 | 1300411-7345570
10988998 | 1300411-7345571
10436576 | 1300411-7358178
10339620 | 1300411-7359859
10335080 | 1300411-7361860
10339828 | 1300411-7368894
10339524 | 1300411-7368917
10339161 | 1300411-7368940
10328779 | 1300411-7368945
10328742 | 1300411-7368949
10332592 | 1300411-7368951
10329659 | 1300411-7368953
10332216 | 1300411-7368955
11188655 | 1300411-7370810
10335285 | 1300411-7373222
10337198 | 1300411-7381991
10334666 | 1300411-7382001
10338807 | 1300411-7382006
10339084 | 1300411-7382011
10336553 | 1300411-7382016
10522252 | 1300411-7383692
10526051 | 1300411-7383695
10526443 | 1300411-7392278
10526841 | 1300411-7392282
10451058 | 1300411-7395026
10826427 | 1300411-7397577
10526945 | 1300411-7397578
10526779 | 1300411-7397580
10796941 | 1300411-7397588
10797053 | 1300411-7397607
10335358 | 1300411-7398013
10333386 | 1300411-7400869
10336382 | 1300411-7404960
10334314 | 1300411-7404990
10527023 | 1300411-7405229
10988803 | 1300411-7405542
10785617 | 1300411-7410032
10826263 | 1300411-7410050
10334458 | 1300411-7425031
10451603 | 1300411-7428970
10451964 | 1300411-7432041
10451748 | 1300411-7444059
10434760 | 1300411-8077661
10331784 | 1300411-8206186
10329893 | 1300411-8215500
10330721 | 1300411-8231379
10331228 | 1300411-8231383
10432597 | 1300411-8240433
10337684 | 1300411-8283947
10338072 | 1300411-8284074
10338232 | 1300411-8284096
10337975 | 1300411-8284109
10436860 | 1300412-6802284
10432560 | 1300412-7017210
10436026 | 1300412-7171378
10436227 | 1300412-7179288
10328298 | 1300412-7211641
10451412 | 1300412-7221400
10338958 | 1300412-7269686
10329278 | 1300412-7277654
10331888 | 1300412-7291150
10438259 | 1300412-7291796
10438196 | 1300412-7295629
10434334 | 1300412-7295699
10330631 | 1300412-7295708
10332113 | 1300412-7295716
10432971 | 1300412-7295727
10433375 | 1300412-7295731
10335922 | 1300412-7295737
10333939 | 1300412-7295748
10332256 | 1300412-7295751
10438501 | 1300412-7295757
10435033 | 1300412-7295762
10435282 | 1300412-7295768
10434667 | 1300412-7298497
10433785 | 1300412-7298501
10433665 | 1300412-7298502
10434197 | 1300412-7298503
10471081 | 1300412-7306108
10334092 | 1300412-7310717
10333008 | 1300412-7310719
10333795 | 1300412-7310721
10333642 | 1300412-7310722
10337018 | 1300412-7310723
10332704 | 1300412-7310724
10438975 | 1300412-7311331
10434796 | 1300412-7312843
10436112 | 1300412-7313017
10434337 | 1300412-7321668
10436882 | 1300412-7325290
10497299 | 1300412-7341808
10497678 | 1300412-7345556
10436577 | 1300412-7358178
10335081 | 1300412-7361860
10339830 | 1300412-7368894
10328781 | 1300412-7368945
10332219 | 1300412-7368955
11188652 | 1300412-7370810
10335288 | 1300412-7373222
10334673 | 1300412-7382001
10338811 | 1300412-7382006
10339089 | 1300412-7382011
10336556 | 1300412-7382016
10526047 | 1300412-7383695
10526644 | 1300412-7390964
10826426 | 1300412-7397577
10526773 | 1300412-7397580
10796935 | 1300412-7397588
10797042 | 1300412-7397607
10335357 | 1300412-7398013
10333389 | 1300412-7400869
10336384 | 1300412-7404960
10334318 | 1300412-7404990
10527022 | 1300412-7405229
10785615 | 1300412-7410032
10598204 | 1300412-7444059
10337685 | 1300412-8283947
10341158 | 1300412-8283984
10785429 | 1300600-7392281
11188346 | 1300600-7466895
10436864 | 1300812-6802284
10333118 | 1300812-7011431
10328573 | 1300812-7011442
10433005 | 1300812-7011443
10435463 | 1300812-7011444
10328050 | 1300812-7011445
10434944 | 1300812-7011447
10437289 | 1300812-7017189
10437721 | 1300812-7017207
10432555 | 1300812-7017210
10328175 | 1300812-7082027
10438247 | 1300812-7085078
10438388 | 1300812-7128425
10438594 | 1300812-7128432
10438631 | 1300812-7128434
10336027 | 1300812-7142247
10440385 | 1300812-7153571
10437536 | 1300812-7153574
10338572 | 1300812-7153749
10433301 | 1300812-7153753
10439491 | 1300812-7153769
10439702 | 1300812-7153771
10778515 | 1300812-7153796
10778402 | 1300812-7153798
10340237 | 1300812-7171375
10436028 | 1300812-7171378
10340713 | 1300812-7171379
10328964 | 1300812-7171380
10330819 | 1300812-7171385
10331011 | 1300812-7171386
10336158 | 1300812-7171387
10471628 | 1300812-7171393
10436233 | 1300812-7179288
10341384 | 1300812-7185643
10334014 | 1300812-7185644
10341274 | 1300812-7185646
10340616 | 1300812-7195726
10328302 | 1300812-7211641
10525914 | 1300812-7221394
10451306 | 1300812-7221400
10513171 | 1300812-7221402
10439366 | 1300812-7268332
10338962 | 1300812-7269686
10439305 | 1300812-7273661
10437180 | 1300812-7273669
10329282 | 1300812-7277654
10328495 | 1300812-7288425
10331890 | 1300812-7291150
10438269 | 1300812-7291796
10435355 | 1300812-7292807
10433244 | 1300812-7295015
10438204 | 1300812-7295629
10329594 | 1300812-7295693
10434258 | 1300812-7295699
10330634 | 1300812-7295708
10332118 | 1300812-7295716
10330182 | 1300812-7295721
10432973 | 1300812-7295727
10433384 | 1300812-7295731
10335925 | 1300812-7295737
10333944 | 1300812-7295748
10332254 | 1300812-7295751
10438498 | 1300812-7295757
10435035 | 1300812-7295762
10435284 | 1300812-7295768
10437136 | 1300812-7296993
10434668 | 1300812-7298497
10433786 | 1300812-7298501
10433667 | 1300812-7298502
10434219 | 1300812-7298503
10471075 | 1300812-7306108
10331596 | 1300812-7307014
10437237 | 1300812-7307513
10439209 | 1300812-7307555
10334094 | 1300812-7310717
10333006 | 1300812-7310719
10333797 | 1300812-7310721
10333634 | 1300812-7310722
10337019 | 1300812-7310723
10332695 | 1300812-7310724
10438976 | 1300812-7311331
10434799 | 1300812-7312843
10439956 | 1300812-7312880
10436115 | 1300812-7313017
10434340 | 1300812-7321668
10436884 | 1300812-7325290
10329535 | 1300812-7339340
10497334 | 1300812-7341808
10336145 | 1300812-7344369
10988328 | 1300812-7345547
10988520 | 1300812-7345548
10988430 | 1300812-7345549
10988701 | 1300812-7345550
10988660 | 1300812-7345551
10497517 | 1300812-7345555
10497717 | 1300812-7345556
10497610 | 1300812-7345557
10945031 | 1300812-7345558
10634246 | 1300812-7345564
10634484 | 1300812-7345565
10634252 | 1300812-7345566
10634372 | 1300812-7345567
10634285 | 1300812-7345568
10988916 | 1300812-7345570
10989020 | 1300812-7345571
10436579 | 1300812-7358178
10339624 | 1300812-7359859
10335082 | 1300812-7361860
10339685 | 1300812-7364338
10337392 | 1300812-7367010
10339832 | 1300812-7368894
10339527 | 1300812-7368917
10335294 | 1300812-7368921
10339165 | 1300812-7368940
10328783 | 1300812-7368945
10329434 | 1300812-7368948
10328743 | 1300812-7368949
10329956 | 1300812-7368950
10332594 | 1300812-7368951
10331465 | 1300812-7368952
10329660 | 1300812-7368953
10333217 | 1300812-7368954
10332222 | 1300812-7368955
11188657 | 1300812-7370810
10335291 | 1300812-7373222
10337201 | 1300812-7381991
10334674 | 1300812-7382001
10338816 | 1300812-7382006
10339092 | 1300812-7382011
10336554 | 1300812-7382016
10522271 | 1300812-7383692
10526059 | 1300812-7383695
10526192 | 1300812-7383699
11189070 | 1300812-7387986
10826799 | 1300812-7388021
11187506 | 1300812-7388031
11187580 | 1300812-7388049
11187768 | 1300812-7388061
10826765 | 1300812-7388072
10785609 | 1300812-7388073
10526315 | 1300812-7390950
10526655 | 1300812-7390964
10452066 | 1300812-7390965
10452454 | 1300812-7390968
10633906 | 1300812-7392263
10526450 | 1300812-7392278
10785319 | 1300812-7392280
10785471 | 1300812-7392281
10526847 | 1300812-7392282
10826486 | 1300812-7392283
10451071 | 1300812-7395026
10826509 | 1300812-7395029
10768135 | 1300812-7395036
10896978 | 1300812-7395039
10826430 | 1300812-7397577
10526959 | 1300812-7397578
10526785 | 1300812-7397580
10796945 | 1300812-7397588
10797088 | 1300812-7397607
10335359 | 1300812-7398013
10503671 | 1300812-7400868
10333392 | 1300812-7400869
10336386 | 1300812-7404960
10334322 | 1300812-7404990
10527047 | 1300812-7405229
10988802 | 1300812-7405542
11188216 | 1300812-7405559
10785626 | 1300812-7410032
10826300 | 1300812-7410050
10945205 | 1300812-7410078
10329166 | 1300812-7412815
10451200 | 1300812-7424322
10334456 | 1300812-7425031
10337305 | 1300812-7425466
10451611 | 1300812-7428970
10451812 | 1300812-7430884
10634053 | 1300812-7431009
10452191 | 1300812-7431822
10451974 | 1300812-7432041
11187979 | 1300812-7433701
10383934 | 1300812-7437332
11188613 | 1300812-7439248
10896880 | 1300812-7440860
10451772 | 1300812-7444059
11188757 | 1300812-7455999
11189446 | 1300812-7456454
10945353 | 1300812-7465394
11189205 | 1300812-7476183
10436539 | 1300812-8077677
10331782 | 1300812-8206186
10329895 | 1300812-8215500
10330304 | 1300812-8215501
10330722 | 1300812-8231379
10331231 | 1300812-8231383
10432609 | 1300812-8240433
10496830 | 1300812-8240442
10339906 | 1300812-8240445
10337638 | 1300812-8240448
10338260 | 1300812-8283940
10337689 | 1300812-8283947
10335536 | 1300812-8283972
10341159 | 1300812-8283984
10337870 | 1300812-8283990
10339380 | 1300812-8284054
10338073 | 1300812-8284074
10337823 | 1300812-8284081
10338234 | 1300812-8284096
10337976 | 1300812-8284109
10436265 | 1300812-8305049
10436868 | 1300814-6802284
10437741 | 1300814-7017207
10432565 | 1300814-7017210
10440387 | 1300814-7153571
10437540 | 1300814-7153574
10328306 | 1300814-7211641
10525916 | 1300814-7221394
10451308 | 1300814-7221400
10329286 | 1300814-7277654
10433371 | 1300814-7295731
10436116 | 1300814-7313017
10436889 | 1300814-7325290
10790368 | 1300814-7368894
10339530 | 1300814-7368917
10329662 | 1300814-7368953
10332225 | 1300814-7368955
10796947 | 1300814-7397588
10527049 | 1300814-7405229
10334459 | 1300814-7425031
10337307 | 1300814-7425466
11188559 | 1300814-7439248
10329896 | 1300814-8215500
10330308 | 1300814-8215501
10331234 | 1300814-8231383
10432618 | 1300814-8240433
10339382 | 1300814-8284054
10437291 | 1300963-7017189
10437745 | 1300963-7017207
10440389 | 1300963-7153571
10437531 | 1300963-7153574
10328310 | 1300963-7211641
10525865 | 1300963-7221394
10451371 | 1300963-7221400
10439911 | 1300963-7238726
10439306 | 1300963-7273661
10329290 | 1300963-7277654
10331891 | 1300963-7291150
10438281 | 1300963-7291796
10435362 | 1300963-7292807
10438211 | 1300963-7295629
10330636 | 1300963-7295708
10332121 | 1300963-7295716
10330236 | 1300963-7295721
10432974 | 1300963-7295727
10433378 | 1300963-7295731
10335928 | 1300963-7295737
10433790 | 1300963-7298501
10433669 | 1300963-7298502
10434233 | 1300963-7298503
10471083 | 1300963-7306108
10334145 | 1300963-7310717
10333009 | 1300963-7310719
10333638 | 1300963-7310722
10337021 | 1300963-7310723
10332697 | 1300963-7310724
10436119 | 1300963-7313017
10434343 | 1300963-7321668
10436896 | 1300963-7325290
10497275 | 1300963-7341808
10436578 | 1300963-7358178
10335084 | 1300963-7361860
10335286 | 1300963-7373222
10797031 | 1300963-7397607
10503837 | 1300963-7400868
10527209 | 1300963-7405229
10434762 | 1300963-8077661
10331217 | 1300963-8231383
10328307 | 1310118-7211641
10438298 | 1310118-7291796
10335086 | 1310118-7361860
10336557 | 1310118-7382016
10826810 | 1310118-7388021
10451771 | 1310118-7444059
10432579 | 1310120-7017210
10451441 | 1310120-7221400
10329280 | 1310120-7277654
10331893 | 1310120-7291150
10438308 | 1310120-7291796
10435370 | 1310120-7292807
10438216 | 1310120-7295629
10330638 | 1310120-7295708
10332112 | 1310120-7295716
10330238 | 1310120-7295721
10433387 | 1310120-7295731
10335932 | 1310120-7295737
10433787 | 1310120-7298501
10433671 | 1310120-7298502
10434246 | 1310120-7298503
10471087 | 1310120-7306108
10334091 | 1310120-7310717
10333010 | 1310120-7310719
10333799 | 1310120-7310721
10334146 | 1310120-7310722
10337023 | 1310120-7310723
10332701 | 1310120-7310724
10436122 | 1310120-7313017
10434345 | 1310120-7321668
10436900 | 1310120-7325290
10497319 | 1310120-7341808
10436581 | 1310120-7358178
10335083 | 1310120-7361860
10339533 | 1310120-7368917
10332228 | 1310120-7368955
10335289 | 1310120-7373222
10797095 | 1310120-7397607
10527041 | 1310120-7405229
10329898 | 1310120-8215500
10331220 | 1310120-8231383
10437762 | 1310124-7017207
10432590 | 1310124-7017210
10437535 | 1310124-7153574
10328311 | 1310124-7211641
10439309 | 1310124-7273661
10333801 | 1310124-7310721
10790369 | 1310124-7368894
10796937 | 1310124-7397588
10329900 | 1310124-8215500
10330309 | 1310124-8215501
10330724 | 1310124-8231379
10331223 | 1310124-8231383
10437292 | 1310125-7017189
10438250 | 1310125-7085078
10440374 | 1310125-7153571
10338574 | 1310125-7153749
10778512 | 1310125-7153796
10778431 | 1310125-7153798
10436235 | 1310125-7179288
10328315 | 1310125-7211641
10525895 | 1310125-7221394
10331895 | 1310125-7291150
10438312 | 1310125-7291796
10435374 | 1310125-7292807
10335934 | 1310125-7295737
10434092 | 1310125-7298503
10471097 | 1310125-7306108
10439206 | 1310125-7307555
10333790 | 1310125-7310721
10436886 | 1310125-7325290
10497338 | 1310125-7341808
10336135 | 1310125-7344369
10436584 | 1310125-7358178
10335085 | 1310125-7361860
10339688 | 1310125-7364338
10339834 | 1310125-7368894
10332596 | 1310125-7368951
10331466 | 1310125-7368952
10329661 | 1310125-7368953
10332231 | 1310125-7368955
11188656 | 1310125-7370810
10337193 | 1310125-7381991
10334678 | 1310125-7382001
10338820 | 1310125-7382006
10339095 | 1310125-7382011
10522269 | 1310125-7383692
10826795 | 1310125-7388021
11187498 | 1310125-7388031
11187611 | 1310125-7388049
11187767 | 1310125-7388061
10826761 | 1310125-7388072
10526313 | 1310125-7390950
10526662 | 1310125-7390964
10452451 | 1310125-7390968
10826478 | 1310125-7392283
10826502 | 1310125-7395029
10796943 | 1310125-7397588
10797081 | 1310125-7397607
10503861 | 1310125-7400868
10527043 | 1310125-7405229
11188557 | 1310125-7439248
10451769 | 1310125-7444059
10945352 | 1310125-7465394
11189201 | 1310125-7476183
10329902 | 1310125-8215500
10330313 | 1310125-8215501
10331226 | 1310125-8231383
10437294 | 1310128-7017189
10440378 | 1310128-7153571
10437539 | 1310128-7153574
10471631 | 1310128-7171393
10328319 | 1310128-7211641
10525902 | 1310128-7221394
10451294 | 1310128-7221400
10331897 | 1310128-7291150
10438314 | 1310128-7291796
10435328 | 1310128-7292807
10438222 | 1310128-7295629
10432975 | 1310128-7295727
10433395 | 1310128-7295731
10335935 | 1310128-7295737
10433791 | 1310128-7298501
10433672 | 1310128-7298502
10434126 | 1310128-7298503
10471089 | 1310128-7306108
10334093 | 1310128-7310717
10333013 | 1310128-7310719
10333792 | 1310128-7310721
10436125 | 1310128-7313017
10434350 | 1310128-7321668
10497342 | 1310128-7341808
10436587 | 1310128-7358178
10335087 | 1310128-7361860
10335292 | 1310128-7373222
10339086 | 1310128-7382011
10826800 | 1310128-7388021
10797082 | 1310128-7397607
10503863 | 1310128-7400868
10331230 | 1310128-8231383
10436871 | 1310131-6802284
10437296 | 1310131-7017189
10440380 | 1310131-7153571
10437543 | 1310131-7153574
10328312 | 1310131-7211641
10451300 | 1310131-7221400
10439914 | 1310131-7238726
10331899 | 1310131-7291150
10438316 | 1310131-7291796
10435268 | 1310131-7292807
10438276 | 1310131-7295629
10432977 | 1310131-7295727
10433405 | 1310131-7295731
10433673 | 1310131-7298502
10434140 | 1310131-7298503
10471100 | 1310131-7306108
10334095 | 1310131-7310717
10333016 | 1310131-7310719
10333794 | 1310131-7310721
10334147 | 1310131-7310722
10337025 | 1310131-7310723
10332705 | 1310131-7310724
10436128 | 1310131-7313017
10436891 | 1310131-7325290
10497344 | 1310131-7341808
10436588 | 1310131-7358178
10335088 | 1310131-7361860
10503864 | 1310131-7400868
10334312 | 1310131-7404990
10527050 | 1310131-7405229
10331233 | 1310131-8231383
10432557 | 1310183-7017210
10440382 | 1310183-7153571
10433874 | 1310183-7298502
10434179 | 1310183-7298503
10335090 | 1310183-7361860
10450965 | 1310183-7382006
10826787 | 1310183-7388021
10826758 | 1310183-7388072
10436529 | 1310183-8077677
10451444 | 1310184-7221400
10436877 | 1310190-6802284
10437299 | 1310190-7017189
10432567 | 1310190-7017210
10438391 | 1310190-7128425
10440384 | 1310190-7153571
10437541 | 1310190-7153574
10338573 | 1310190-7153749
10328316 | 1310190-7211641
10525918 | 1310190-7221394
10451448 | 1310190-7221400
10513166 | 1310190-7221402
10439313 | 1310190-7273661
10329284 | 1310190-7277654
10331901 | 1310190-7291150
10438176 | 1310190-7291796
10435332 | 1310190-7292807
10438280 | 1310190-7295629
10330635 | 1310190-7295708
10332116 | 1310190-7295716
10330175 | 1310190-7295721
10432979 | 1310190-7295727
10433413 | 1310190-7295731
10335936 | 1310190-7295737
10433788 | 1310190-7298501
10433876 | 1310190-7298502
10434205 | 1310190-7298503
10471092 | 1310190-7306108
10334096 | 1310190-7310717
10333019 | 1310190-7310719
10333796 | 1310190-7310721
10334148 | 1310190-7310722
10337020 | 1310190-7310723
10332707 | 1310190-7310724
10436132 | 1310190-7313017
10434336 | 1310190-7321668
10436898 | 1310190-7325290
10329537 | 1310190-7339340
10497333 | 1310190-7341808
10436591 | 1310190-7358178
10335092 | 1310190-7361860
10339692 | 1310190-7364338
10339810 | 1310190-7368894
10339536 | 1310190-7368917
10335293 | 1310190-7368921
10339162 | 1310190-7368940
10328785 | 1310190-7368945
10329437 | 1310190-7368948
10328744 | 1310190-7368949
10329957 | 1310190-7368950
10332602 | 1310190-7368951
10331467 | 1310190-7368952
10329663 | 1310190-7368953
10332233 | 1310190-7368955
10335295 | 1310190-7373222
10337196 | 1310190-7381991
10334675 | 1310190-7382001
10338809 | 1310190-7382006
10339088 | 1310190-7382011
10522267 | 1310190-7383692
10526057 | 1310190-7383695
10526190 | 1310190-7383699
11189065 | 1310190-7387986
10826791 | 1310190-7388021
11187501 | 1310190-7388031
11187576 | 1310190-7388049
11187770 | 1310190-7388061
10826763 | 1310190-7388072
10526323 | 1310190-7390950
10526660 | 1310190-7390964
10452063 | 1310190-7390965
10452448 | 1310190-7390968
10633903 | 1310190-7392263
10526451 | 1310190-7392278
10785313 | 1310190-7392280
10785463 | 1310190-7392281
10526845 | 1310190-7392282
10826475 | 1310190-7392283
10451068 | 1310190-7395026
10896976 | 1310190-7395039
10796940 | 1310190-7397588
10797112 | 1310190-7397607
10503855 | 1310190-7400868
10333395 | 1310190-7400869
10527042 | 1310190-7405229
10329170 | 1310190-7412815
10451198 | 1310190-7424322
10334457 | 1310190-7425031
10337296 | 1310190-7425466
10452182 | 1310190-7431822
10451972 | 1310190-7432041
11188161 | 1310190-7433701
11188592 | 1310190-7439248
10451766 | 1310190-7444059
11188756 | 1310190-7455999
11189235 | 1310190-7476183
10434764 | 1310190-8077661
10329897 | 1310190-8215500
10330310 | 1310190-8215501
10330723 | 1310190-8231379
10331227 | 1310190-8231383
10337686 | 1310190-8283947
10451450 | 1310199-7221400
11188215 | 1310199-7405559
10330725 | 1310199-8231379
10437637 | 1340110-7209287
10341582 | 1340110-7325526
10341919 | 1340110-7333010
10340407 | 1340110-7335354
10342033 | 1340110-7338294
10434948 | 1340760-7011447
10436244 | 1340760-7179288
10451307 | 1340760-7221400
10335094 | 1340760-7361860
10336555 | 1340760-7382016
10527052 | 1340760-7405229
10338074 | 1340760-8284074
10496827 | 1360401-8240442
10437293 | 1360404-7017189
10438255 | 1360404-7085078
10435335 | 1360404-7292807
10434226 | 1360404-7298503
10525961 | 1360404-7361860
10339694 | 1360404-7364338
10339812 | 1360404-7368894
10332605 | 1360404-7368951
10450929 | 1360404-7368955
11188658 | 1360404-7370810
10335296 | 1360404-7373222
10337199 | 1360404-7381991
10334677 | 1360404-7382001
10338813 | 1360404-7382006
10339091 | 1360404-7382011
11189073 | 1360404-7387986
11187581 | 1360404-7388049
10826767 | 1360404-7388072
10526657 | 1360404-7390964
10826504 | 1360404-7395029
10897010 | 1360404-7395039
10797121 | 1360404-7397588
10797089 | 1360404-7397607
10503672 | 1360404-7400868
10333387 | 1360404-7400869
11188759 | 1360404-7455999
10329899 | 1360404-8215500
10330314 | 1360404-8215501
10383847 | 1510354-7297794
10341504 | 1510354-7334654
10331296 | 1510356-7264221
10330429 | 1510356-7266485
10331096 | 1510356-7272475
10437439 | 1510356-7273628
10437784 | 1510356-7273636
10338895 | 1510356-7275333
10340305 | 1510356-7276087
10439718 | 1510356-7280426
10332959 | 1510356-7283610
10437067 | 1510356-7284503
10340960 | 1510356-7297794
10341586 | 1510356-7325526
10438933 | 1510356-7329489
10341921 | 1510356-7333010
10341501 | 1510356-7334654
10340410 | 1510356-7335354
10342037 | 1510356-7338294
10497596 | 1510356-7459038
11188501 | 1510356-7466895
10331297 | 1510358-7264221
10330426 | 1510358-7266485
10331098 | 1510358-7272475
10338896 | 1510358-7275333
10340303 | 1510358-7276087
10340961 | 1510358-7297794
10341923 | 1510358-7333010
10341503 | 1510358-7334654
10342034 | 1510358-7338294
10497586 | 1510358-7459038
11188502 | 1510358-7466895
10331299 | 1510360-7264221
10330428 | 1510360-7266485
10331102 | 1510360-7272475
10338897 | 1510360-7275333
10340306 | 1510360-7276087
10437066 | 1510360-7284503
10340414 | 1510360-7335354
10342036 | 1510360-7338294
10497613 | 1510360-7459038
11188506 | 1510360-7466895
10340405 | 1510701-7335354
10433875 | 1520245-7298502
11187873 | 1520245-7388049
10436536 | 1520245-8077677
10432576 | 1530292-7017210
10633826 | 1530292-7221400
10331903 | 1530292-7291150
10433249 | 1530292-7295015
10434332 | 1530292-7295699
10432981 | 1530292-7295727
10435036 | 1530292-7295762
10435288 | 1530292-7295768
10434669 | 1530292-7298497
10433792 | 1530292-7298501
10433877 | 1530292-7298502
10434242 | 1530292-7298503
10471101 | 1530292-7306108
10436135 | 1530292-7313017
10436902 | 1530292-7325290
10988326 | 1530292-7345547
10988510 | 1530292-7345548
10497483 | 1530292-7345555
10497713 | 1530292-7345556
10497598 | 1530292-7345557
10335096 | 1530292-7361860
10332237 | 1530292-7368955
10335299 | 1530292-7373222
10339094 | 1530292-7382011
11189062 | 1530292-7387986
10826781 | 1530292-7388021
11187939 | 1530292-7388072
10526964 | 1530292-7397578
10797114 | 1530292-7397607
10333390 | 1530292-7400869
10527024 | 1530292-7405229
11188208 | 1530292-7405559
10436881 | 1530298-6802284
10333120 | 1530298-7011431
10328572 | 1530298-7011442
10433011 | 1530298-7011443
10435467 | 1530298-7011444
10328051 | 1530298-7011445
10434938 | 1530298-7011447
10437295 | 1530298-7017189
10437750 | 1530298-7017207
10432588 | 1530298-7017210
10435903 | 1530298-7061259
10328177 | 1530298-7082027
10438258 | 1530298-7085078
10440386 | 1530298-7153571
10437545 | 1530298-7153574
10338577 | 1530298-7153749
10439492 | 1530298-7153769
10332431 | 1530298-7159921
10340238 | 1530298-7171375
10436029 | 1530298-7171378
10340715 | 1530298-7171379
10328966 | 1530298-7171380
10471633 | 1530298-7171393
10341383 | 1530298-7185643
10334016 | 1530298-7185644
10341277 | 1530298-7185646
10436400 | 1530298-7195720
10340607 | 1530298-7195726
10340538 | 1530298-7195730
10437587 | 1530298-7196923
10437640 | 1530298-7209287
10328320 | 1530298-7211641
10525792 | 1530298-7221394
10451121 | 1530298-7221400
10513130 | 1530298-7221402
10331300 | 1530298-7264221
10330430 | 1530298-7266485
10338963 | 1530298-7269686
10331104 | 1530298-7272475
10437428 | 1530298-7273628
10437787 | 1530298-7273636
10338899 | 1530298-7275333
10340309 | 1530298-7276087
10329283 | 1530298-7277654
10439722 | 1530298-7280426
11187325 | 1530298-7283610
10437069 | 1530298-7284503
10328498 | 1530298-7288425
10331905 | 1530298-7291150
10438199 | 1530298-7291796
10435341 | 1530298-7292807
10433258 | 1530298-7295015
10438285 | 1530298-7295629
10329596 | 1530298-7295693
10434348 | 1530298-7295699
10330637 | 1530298-7295708
10332120 | 1530298-7295716
10330177 | 1530298-7295721
10432982 | 1530298-7295727
10433388 | 1530298-7295731
10335937 | 1530298-7295737
10336246 | 1530298-7295748
10332257 | 1530298-7295751
10438500 | 1530298-7295757
10435037 | 1530298-7295762
10435289 | 1530298-7295768
10437137 | 1530298-7296993
10340962 | 1530298-7297794
10434650 | 1530298-7298497
10433789 | 1530298-7298501
10433878 | 1530298-7298502
10434250 | 1530298-7298503
10471095 | 1530298-7306108
10331598 | 1530298-7307014
10437241 | 1530298-7307513
10439210 | 1530298-7307555
10471068 | 1530298-7309902
10334100 | 1530298-7310717
10333011 | 1530298-7310719
10333798 | 1530298-7310721
10334149 | 1530298-7310722
10337022 | 1530298-7310723
10332712 | 1530298-7310724
10438977 | 1530298-7311331
10434797 | 1530298-7312843
10439960 | 1530298-7312880
10436138 | 1530298-7313017
10434338 | 1530298-7321668
10436888 | 1530298-7325290
10341577 | 1530298-7325526
10341925 | 1530298-7333010
10341505 | 1530298-7334654
10340408 | 1530298-7335354
10341646 | 1530298-7338294
10329541 | 1530298-7339340
10336138 | 1530298-7344369
10497529 | 1530298-7345556
10497410 | 1530298-7345557
10988871 | 1530298-7345570
10436597 | 1530298-7358178
10339628 | 1530298-7359859
10335098 | 1530298-7361860
10339697 | 1530298-7364338
10337390 | 1530298-7367010
10339814 | 1530298-7368894
10339516 | 1530298-7368917
10335297 | 1530298-7368921
10328780 | 1530298-7368945
10329439 | 1530298-7368948
10328733 | 1530298-7368949
10329958 | 1530298-7368950
10332608 | 1530298-7368951
10331468 | 1530298-7368952
10329664 | 1530298-7368953
10333219 | 1530298-7368954
10332229 | 1530298-7368955
10335302 | 1530298-7373222
10337202 | 1530298-7381991
10334676 | 1530298-7382001
10338817 | 1530298-7382006
10339087 | 1530298-7382011
10339613 | 1530298-7382016
10522197 | 1530298-7383692
11188995 | 1530298-7387986
11187478 | 1530298-7388049
11187901 | 1530298-7388061
11188980 | 1530298-7388073
10526272 | 1530298-7390950
10526587 | 1530298-7390964
10452330 | 1530298-7390965
10452374 | 1530298-7390968
10526381 | 1530298-7392278
10526521 | 1530298-7392282
10526901 | 1530298-7397578
10526737 | 1530298-7397580
10796862 | 1530298-7397588
10796962 | 1530298-7397607
10335356 | 1530298-7398013
10333393 | 1530298-7400869
10336388 | 1530298-7404960
10334315 | 1530298-7404990
10527140 | 1530298-7405229
10988778 | 1530298-7405542
10785531 | 1530298-7410032
10826156 | 1530298-7410050
10329173 | 1530298-7412815
10451138 | 1530298-7424322
10334460 | 1530298-7425031
10337298 | 1530298-7425466
10451469 | 1530298-7428970
10451665 | 1530298-7430884
10634043 | 1530298-7431009
10451892 | 1530298-7431822
10451904 | 1530298-7432041
11188104 | 1530298-7433701
10383882 | 1530298-7437332
11188044 | 1530298-7439248
10896853 | 1530298-7440860
10452019 | 1530298-7444059
11188875 | 1530298-7455999
11189283 | 1530298-7456454
10497363 | 1530298-7459038
11189156 | 1530298-7476183
11188394 | 1530298-7500636
10434766 | 1530298-8077661
10436541 | 1530298-8077677
10435682 | 1530298-8077678
10331785 | 1530298-8206186
10329901 | 1530298-8215500
10330312 | 1530298-8215501
10330727 | 1530298-8231379
10331229 | 1530298-8231383
10432628 | 1530298-8240433
10496749 | 1530298-8240442
10339905 | 1530298-8240445
10337629 | 1530298-8240448
10338261 | 1530298-8283940
10337690 | 1530298-8283947
10335539 | 1530298-8283972
10341160 | 1530298-8283984
10337872 | 1530298-8283990
10339379 | 1530298-8284054
10338075 | 1530298-8284074
10337827 | 1530298-8284081
10337977 | 1530298-8284109
10436271 | 1530298-8305049
10338900 | 1530299-7275333
10340312 | 1530299-7276087
10331108 | 1540228-7272475
10439714 | 1540228-7280426
11187339 | 1540228-7283610
10340963 | 1540228-7297794
10522147 | 1540228-7383692
10452117 | 1540228-7390965
10633930 | 1540228-7392263
10785470 | 1540228-7392280
10785488 | 1540228-7392281
10497836 | 1540228-7459038
11188556 | 1540228-7466895
10339700 | 1540232-7364338
10328967 | 1540252-7171380
10497274 | 1540252-7341808
10335100 | 1540252-7361860
10339167 | 1540252-7368940
10522190 | 1540252-7383692
10333396 | 1540252-7400869
10334320 | 1540252-7404990
10526366 | 1540252-7405229
10452169 | 1540252-7432041
10451576 | 1540252-7444059
11189276 | 1540252-7455999
10436549 | 1540252-8077677
10329903 | 1540252-8215500
10339909 | 1540252-8240445
10338578 | 1540258-7153749
10340964 | 1540258-7297794
10522187 | 1540258-7383692
10452274 | 1540258-7390965
10633964 | 1540258-7392263
10785318 | 1540258-7392280
10785447 | 1540258-7392281
11188385 | 1540258-7466895
10435906 | 1560170-7061259
10436402 | 1560170-7195720
10340540 | 1560170-7195730
10331301 | 1560170-7264221
10330441 | 1560170-7266485
10331099 | 1560170-7272475
10338902 | 1560170-7275333
10340315 | 1560170-7276087
10439719 | 1560170-7280426
10340965 | 1560170-7297794
10341507 | 1560170-7334654
10437297 | 1560171-7017189
10332435 | 1560171-7159921
10341509 | 1560171-7334654
10497755 | 1560171-7459038
10437070 | 1570208-7284503
10435909 | 1570209-7061259
10332432 | 1570209-7159921
10436404 | 1570209-7195720
10340746 | 1570209-7195730
10437590 | 1570209-7196923
10331303 | 1570209-7264221
10330442 | 1570209-7266485
10331103 | 1570209-7272475
10437432 | 1570209-7273628
10437789 | 1570209-7273636
10338906 | 1570209-7275333
10340317 | 1570209-7276087
10439724 | 1570209-7280426
10332960 | 1570209-7283610
10437073 | 1570209-7284503
10340966 | 1570209-7297794
10341580 | 1570209-7325526
10438898 | 1570209-7329489
10341927 | 1570209-7333010
10341512 | 1570209-7334654
10340411 | 1570209-7335354
10341647 | 1570209-7338294
10497914 | 1570209-7459038
11188366 | 1570209-7466895
10436885 | 1570213-6802284
10333123 | 1570213-7011431
10328575 | 1570213-7011442
10433015 | 1570213-7011443
10435469 | 1570213-7011444
10328052 | 1570213-7011445
10437298 | 1570213-7017189
10437763 | 1570213-7017207
10432571 | 1570213-7017210
10438263 | 1570213-7085078
10438389 | 1570213-7128425
10336029 | 1570213-7142247
10440388 | 1570213-7153571
10437549 | 1570213-7153574
10338582 | 1570213-7153749
10433310 | 1570213-7153753
10439493 | 1570213-7153769
10439709 | 1570213-7153771
10778596 | 1570213-7153796
10778455 | 1570213-7153798
10340239 | 1570213-7171375
10436030 | 1570213-7171378
10340717 | 1570213-7171379
10328968 | 1570213-7171380
10330821 | 1570213-7171385
10331014 | 1570213-7171386
10336159 | 1570213-7171387
10471635 | 1570213-7171393
10436237 | 1570213-7179288
10341382 | 1570213-7185643
10334018 | 1570213-7185644
10328324 | 1570213-7211641
10525915 | 1570213-7221394
10451392 | 1570213-7221400
10513218 | 1570213-7221402
10439370 | 1570213-7268332
10338967 | 1570213-7269686
10439317 | 1570213-7273661
10437179 | 1570213-7273669
10329287 | 1570213-7277654
10328501 | 1570213-7288425
10331892 | 1570213-7291150
10438210 | 1570213-7291796
10435344 | 1570213-7292807
10433265 | 1570213-7295015
10438288 | 1570213-7295629
10329598 | 1570213-7295693
10434353 | 1570213-7295699
10330639 | 1570213-7295708
10332124 | 1570213-7295716
10330179 | 1570213-7295721
10432984 | 1570213-7295727
10433397 | 1570213-7295731
10335938 | 1570213-7295737
10336247 | 1570213-7295748
10332258 | 1570213-7295751
10438502 | 1570213-7295757
10435038 | 1570213-7295762
10435292 | 1570213-7295768
10434654 | 1570213-7298497
10433860 | 1570213-7298501
10433882 | 1570213-7298502
10434103 | 1570213-7298503
10471104 | 1570213-7306108
10437242 | 1570213-7307513
10439207 | 1570213-7307555
10334104 | 1570213-7310717
10333014 | 1570213-7310719
10333800 | 1570213-7310721
10334150 | 1570213-7310722
10337024 | 1570213-7310723
10332716 | 1570213-7310724
10438978 | 1570213-7311331
10434800 | 1570213-7312843
10439964 | 1570213-7312880
10436118 | 1570213-7313017
10434339 | 1570213-7321668
10436893 | 1570213-7325290
10497232 | 1570213-7341808
10336140 | 1570213-7344369
10988359 | 1570213-7345547
10988534 | 1570213-7345548
10988474 | 1570213-7345549
10988575 | 1570213-7345550
10988753 | 1570213-7345551
10497637 | 1570213-7345555
10497351 | 1570213-7345556
10497799 | 1570213-7345557
10944934 | 1570213-7345558
10634054 | 1570213-7345564
10634395 | 1570213-7345565
10634187 | 1570213-7345566
10634094 | 1570213-7345567
10634490 | 1570213-7345568
10988944 | 1570213-7345570
10989033 | 1570213-7345571
10436604 | 1570213-7358178
10339632 | 1570213-7359859
10335101 | 1570213-7361860
10339816 | 1570213-7368894
10339519 | 1570213-7368917
10339164 | 1570213-7368940
10328782 | 1570213-7368945
10328735 | 1570213-7368949
10332232 | 1570213-7368955
11188560 | 1570213-7370810
10335300 | 1570213-7373222
10337197 | 1570213-7381991
10334679 | 1570213-7382001
10338821 | 1570213-7382006
10339090 | 1570213-7382011
10336558 | 1570213-7382016
10522163 | 1570213-7383692
10526094 | 1570213-7383695
10526244 | 1570213-7383699
11187672 | 1570213-7387986
10826627 | 1570213-7388021
11187600 | 1570213-7388031
11187871 | 1570213-7388049
11187806 | 1570213-7388061
10826829 | 1570213-7388072
10785673 | 1570213-7388073
10526697 | 1570213-7390964
10785416 | 1570213-7392280
10785358 | 1570213-7392281
10826544 | 1570213-7392283
10826543 | 1570213-7395029
10768168 | 1570213-7395036
10826211 | 1570213-7397577
10526709 | 1570213-7397578
10526995 | 1570213-7397580
10797174 | 1570213-7397588
10797061 | 1570213-7397607
10335360 | 1570213-7398013
10503740 | 1570213-7400868
10333397 | 1570213-7400869
10336390 | 1570213-7404960
10334324 | 1570213-7404990
10527089 | 1570213-7405229
10988845 | 1570213-7405542
11188260 | 1570213-7405559
10785687 | 1570213-7410032
10826325 | 1570213-7410050
10945276 | 1570213-7410078
10451255 | 1570213-7424322
10334461 | 1570213-7425031
10337300 | 1570213-7425466
10452238 | 1570213-7431822
10452115 | 1570213-7432041
10451542 | 1570213-7444059
11159702 | 1570213-7444378
11189246 | 1570213-7455999
10945388 | 1570213-7465394
10434768 | 1570213-8077661
10436543 | 1570213-8077677
10435667 | 1570213-8077678
10331786 | 1570213-8206186
10329904 | 1570213-8215500
10330316 | 1570213-8215501
10330729 | 1570213-8231379
10331232 | 1570213-8231383
10432605 | 1570213-8240433
10496865 | 1570213-8240442
10339908 | 1570213-8240445
10338262 | 1570213-8283940
10337687 | 1570213-8283947
10335541 | 1570213-8283972
10341161 | 1570213-8283984
10337871 | 1570213-8283990
10339383 | 1570213-8284054
10338076 | 1570213-8284074
10337825 | 1570213-8284081
10338236 | 1570213-8284096
10337978 | 1570213-8284109
10435911 | 1570219-7061259
10332438 | 1570219-7159921
10436406 | 1570219-7195720
10340747 | 1570219-7195730
10331304 | 1570219-7264221
10330443 | 1570219-7266485
10331107 | 1570219-7272475
10437436 | 1570219-7273628
10437793 | 1570219-7273636
10338901 | 1570219-7275333
10340320 | 1570219-7276087
10439729 | 1570219-7280426
10332961 | 1570219-7283610
10437076 | 1570219-7284503
10340967 | 1570219-7297794
10341583 | 1570219-7325526
10438903 | 1570219-7329489
10341929 | 1570219-7333010
10341517 | 1570219-7334654
10340413 | 1570219-7335354
10341648 | 1570219-7338294
10497534 | 1570219-7459038
11188364 | 1570219-7466895
10436890 | 1570220-6802284
10451388 | 1570220-7221400
10340968 | 1570220-7297794
10341585 | 1570220-7325526
10340406 | 1570220-7335354
10330320 | 1570220-8215501
10336031 | 1580214-7142247
10471072 | 1580214-7309902
10339691 | 1580214-7364338
10337393 | 1580214-7367010
10339818 | 1580214-7368894
10797180 | 1580214-7397588
10826345 | 1580214-7410050
10896955 | 1580214-7425031
10896958 | 1580214-7432041
11189553 | 1580214-7476183
10434755 | 1580214-8077661
10435913 | 1580216-7061259
10332440 | 1580216-7159921
10436401 | 1580216-7195720
10340748 | 1580216-7195730
10437588 | 1580216-7196923
10437643 | 1580216-7209287
10331305 | 1580216-7264221
10330444 | 1580216-7266485
10331111 | 1580216-7272475
10437440 | 1580216-7273628
10437795 | 1580216-7273636
10338905 | 1580216-7275333
10340323 | 1580216-7276087
10439728 | 1580216-7280426
10332962 | 1580216-7283610
10437079 | 1580216-7284503
10340969 | 1580216-7297794
10341587 | 1580216-7325526
10438912 | 1580216-7329489
10341931 | 1580216-7333010
10340409 | 1580216-7335354
10341649 | 1580216-7338294
10497758 | 1580216-7459038
10337633 | 1580216-8240448
10435916 | 1580218-7061259
10332441 | 1580218-7159921
10436403 | 1580218-7195720
10340749 | 1580218-7195730
10437591 | 1580218-7196923
10437646 | 1580218-7209287
10331307 | 1580218-7264221
10330445 | 1580218-7266485
10331101 | 1580218-7272475
10437429 | 1580218-7273628
10437797 | 1580218-7273636
10338909 | 1580218-7275333
10340308 | 1580218-7276087
10439731 | 1580218-7280426
10332963 | 1580218-7283610
10437072 | 1580218-7284503
10340970 | 1580218-7297794
10341590 | 1580218-7325526
10438918 | 1580218-7329489
10341933 | 1580218-7333010
10340412 | 1580218-7335354
10341650 | 1580218-7338294
10497783 | 1580218-7459038
10337637 | 1580218-8240448
10435919 | 1580277-7061259
10436405 | 1580277-7195720
10341593 | 1580277-7325526
10341935 | 1580277-7333010
10340415 | 1580277-7335354
10341651 | 1580277-7338294
10633924 | 1580413-7392263
10785322 | 1580413-7392281
10497781 | 1580413-7459038
11188345 | 1580413-7466895
10436407 | 1600204-7195720
10340750 | 1600204-7195730
10451554 | 1614255-7444059
10328179 | 1614354-7082027
10436031 | 1614354-7171378
10497245 | 1614354-7341808
10334464 | 1614354-7425031
10451553 | 1614354-7444059
11188421 | 1614354-7500636
10338543 | 1614402-7395029
10340694 | 1614402-7395039
10335303 | 1614403-7373222
11189087 | 1614403-7388073
10334311 | 1614403-7404990
10526342 | 1614403-7405229
10334463 | 1614403-7425031
10451555 | 1614403-7444059
10338964 | 1614453-7269686
10433793 | 1614453-7298501
10433879 | 1614453-7298502
10497251 | 1614453-7341808
10988949 | 1614453-7345570
10335089 | 1614453-7361860
10335306 | 1614453-7373222
10338819 | 1614453-7382006
10339093 | 1614453-7382011
11189085 | 1614453-7388073
10335361 | 1614453-7398013
10333399 | 1614453-7400869
10336377 | 1614453-7404960
10334316 | 1614453-7404990
10526344 | 1614453-7405229
10988854 | 1614453-7405542
10332611 | 1614454-7368951
10337302 | 1614454-7425466
10335298 | 1616501-7373222
10337200 | 1616501-7381991
10452137 | 1616501-7432041
10452140 | 1616502-7432041
10451559 | 1616502-7444059
10339633 | 1616503-7359859
10335091 | 1616503-7361860
10338824 | 1616503-7382006
10333402 | 1616503-7400869
10332597 | 1616551-7368951
10335301 | 1616551-7373222
10332600 | 1616552-7368951
10339636 | 1616553-7359859
10338827 | 1616553-7382006
10439145 | 1616701-10089222
10436408 | 1630210-7195720
10340751 | 1630210-7195730
10340971 | 1630210-7297794
10341596 | 1630210-7325526
10340418 | 1630210-7335354
10436866 | 1700250-6802284
10333126 | 1700250-7011431
10432730 | 1700250-7011443
10435471 | 1700250-7011444
10328054 | 1700250-7011445
10434942 | 1700250-7011447
10437300 | 1700250-7017189
10437773 | 1700250-7017207
10432581 | 1700250-7017210
10328180 | 1700250-7082027
10438372 | 1700250-7085078
10438393 | 1700250-7128425
10438595 | 1700250-7128432
10438633 | 1700250-7128434
10336033 | 1700250-7142247
10440390 | 1700250-7153571
10437553 | 1700250-7153574
10338586 | 1700250-7153749
10433289 | 1700250-7153753
10439494 | 1700250-7153769
10778428 | 1700250-7153796
10778355 | 1700250-7153798
10340240 | 1700250-7171375
10436032 | 1700250-7171378
10340719 | 1700250-7171379
10328971 | 1700250-7171380
10330823 | 1700250-7171385
10331017 | 1700250-7171386
10336160 | 1700250-7171387
10471638 | 1700250-7171393
10436239 | 1700250-7179288
10334020 | 1700250-7185644
10341269 | 1700250-7185646
10340611 | 1700250-7195726
10328313 | 1700250-7211641
10525825 | 1700250-7221394
10451325 | 1700250-7221400
10513180 | 1700250-7221402
10439372 | 1700250-7268332
10338968 | 1700250-7269686
10439415 | 1700250-7273661
10329288 | 1700250-7277654
10331894 | 1700250-7291150
10438220 | 1700250-7291796
10435352 | 1700250-7292807
10433273 | 1700250-7295015
10438290 | 1700250-7295629
10329600 | 1700250-7295693
10434367 | 1700250-7295699
10330640 | 1700250-7295708
10332115 | 1700250-7295716
10330181 | 1700250-7295721
10432987 | 1700250-7295727
10433403 | 1700250-7295731
10335939 | 1700250-7295737
10336248 | 1700250-7295748
10332259 | 1700250-7295751
10438504 | 1700250-7295757
10435039 | 1700250-7295762
10435295 | 1700250-7295768
10434656 | 1700250-7298497
10433797 | 1700250-7298501
10433881 | 1700250-7298502
10434129 | 1700250-7298503
10471107 | 1700250-7306108
10331600 | 1700250-7307014
10437246 | 1700250-7307513
10471077 | 1700250-7309902
10334099 | 1700250-7310717
10333017 | 1700250-7310719
10334151 | 1700250-7310722
10337026 | 1700250-7310723
10332721 | 1700250-7310724
10438979 | 1700250-7311331
10434805 | 1700250-7312843
10439955 | 1700250-7312880
10436120 | 1700250-7313017
10434341 | 1700250-7321668
10436899 | 1700250-7325290
10329544 | 1700250-7339340
10497269 | 1700250-7341808
10988311 | 1700250-7345547
10988500 | 1700250-7345548
10988420 | 1700250-7345549
10988683 | 1700250-7345550
10988645 | 1700250-7345551
10497441 | 1700250-7345555
10497595 | 1700250-7345556
10497558 | 1700250-7345557
10945022 | 1700250-7345558
10634182 | 1700250-7345564
10634474 | 1700250-7345565
10634198 | 1700250-7345566
10634355 | 1700250-7345567
10634265 | 1700250-7345568
10988896 | 1700250-7345570
10988988 | 1700250-7345571
10436594 | 1700250-7358178
10339639 | 1700250-7359859
10335093 | 1700250-7361860
10339693 | 1700250-7364338
10337396 | 1700250-7367010
10339824 | 1700250-7368894
10339522 | 1700250-7368917
10335307 | 1700250-7368921
10339163 | 1700250-7368940
10328784 | 1700250-7368945
10329441 | 1700250-7368948
10328737 | 1700250-7368949
10329959 | 1700250-7368950
10332603 | 1700250-7368951
10331469 | 1700250-7368952
10329666 | 1700250-7368953
10333220 | 1700250-7368954
10332235 | 1700250-7368955
10335304 | 1700250-7373222
10337203 | 1700250-7381991
10334686 | 1700250-7382001
10338831 | 1700250-7382006
10339096 | 1700250-7382011
10336560 | 1700250-7382016
10522231 | 1700250-7383692
10526016 | 1700250-7383695
10526159 | 1700250-7383699
11189046 | 1700250-7387986
10826756 | 1700250-7388021
11187453 | 1700250-7388031
11187533 | 1700250-7388049
10826707 | 1700250-7388072
10785590 | 1700250-7388073
10526286 | 1700250-7390950
10526702 | 1700250-7390964
10451994 | 1700250-7390965
10452420 | 1700250-7390968
10633877 | 1700250-7392263
10526422 | 1700250-7392278
10785290 | 1700250-7392280
10785489 | 1700250-7392281
10526821 | 1700250-7392282
10826455 | 1700250-7392283
10451046 | 1700250-7395026
10826285 | 1700250-7395029
10768104 | 1700250-7395036
10897049 | 1700250-7395039
10826409 | 1700250-7397577
10526934 | 1700250-7397578
10526766 | 1700250-7397580
10796905 | 1700250-7397588
10796996 | 1700250-7397607
10335365 | 1700250-7398013
10503822 | 1700250-7400868
10333405 | 1700250-7400869
10336379 | 1700250-7404960
10334319 | 1700250-7404990
10527193 | 1700250-7405229
10988792 | 1700250-7405542
11188185 | 1700250-7405559
10785580 | 1700250-7410032
10826340 | 1700250-7410050
10945166 | 1700250-7410078
10329171 | 1700250-7412815
10451173 | 1700250-7424322
10334466 | 1700250-7425031
10337304 | 1700250-7425466
10451508 | 1700250-7428970
10451795 | 1700250-7430884
10452242 | 1700250-7431822
10451942 | 1700250-7432041
11188138 | 1700250-7433701
10383911 | 1700250-7437332
11188612 | 1700250-7439248
10451724 | 1700250-7444059
11188731 | 1700250-7455999
11189313 | 1700250-7456454
10945325 | 1700250-7465394
11189239 | 1700250-7476183
10434757 | 1700250-8077661
10436547 | 1700250-8077677
10435674 | 1700250-8077678
10331789 | 1700250-8206186
10329906 | 1700250-8215500
10330324 | 1700250-8215501
10337131 | 1700250-8215503
10330731 | 1700250-8231379
10331235 | 1700250-8231383
10432612 | 1700250-8240433
10496789 | 1700250-8240442
10339912 | 1700250-8240445
10337641 | 1700250-8240448
10338263 | 1700250-8283940
10337691 | 1700250-8283947
10335543 | 1700250-8283972
10341162 | 1700250-8283984
10337873 | 1700250-8283990
10339384 | 1700250-8284054
10338077 | 1700250-8284074
10337829 | 1700250-8284081
10338238 | 1700250-8284096
10337979 | 1700250-8284109
10436277 | 1700250-8305049
10335305 | 1700269-7373222
10338837 | 1700269-7382006
10527196 | 1700269-7405229
11188187 | 1700269-7405559
10496792 | 1700269-8240442
10337398 | 1700402-7367010
10433293 | 1705209-7153753
10436034 | 1705209-7171378
10451402 | 1705209-7221400
10338965 | 1705209-7269686
10332119 | 1705209-7295716
10434658 | 1705209-7298497
10433794 | 1705209-7298501
10433880 | 1705209-7298502
10434162 | 1705209-7298503
10334097 | 1705209-7310717
10333021 | 1705209-7310719
10434344 | 1705209-7321668
10497281 | 1705209-7341808
10988504 | 1705209-7345548
10335095 | 1705209-7361860
10339695 | 1705209-7364338
10339166 | 1705209-7368940
10335308 | 1705209-7373222
10338838 | 1705209-7382006
10336381 | 1705209-7404960
10334323 | 1705209-7404990
10527211 | 1705209-7405229
10334462 | 1705209-7425031
10451957 | 1705209-7432041
10383924 | 1705209-7437332
10337688 | 1705209-8283947
10436870 | 1705308-6802284
10333128 | 1705308-7011431
10432724 | 1705308-7011443
10435474 | 1705308-7011444
10328053 | 1705308-7011445
10434946 | 1705308-7011447
10437302 | 1705308-7017189
10437779 | 1705308-7017207
10432592 | 1705308-7017210
10438373 | 1705308-7085078
10438394 | 1705308-7128425
10438634 | 1705308-7128434
10336044 | 1705308-7142247
10440012 | 1705308-7153571
10437542 | 1705308-7153574
10338587 | 1705308-7153749
10433305 | 1705308-7153753
10439495 | 1705308-7153769
10778500 | 1705308-7153796
10778360 | 1705308-7153798
10340241 | 1705308-7171375
10436036 | 1705308-7171378
10340721 | 1705308-7171379
10328969 | 1705308-7171380
10330825 | 1705308-7171385
10331020 | 1705308-7171386
10336161 | 1705308-7171387
10471641 | 1705308-7171393
10436241 | 1705308-7179288
10334022 | 1705308-7185644
10341272 | 1705308-7185646
10340610 | 1705308-7195726
10328317 | 1705308-7211641
10525872 | 1705308-7221394
10451410 | 1705308-7221400
10513229 | 1705308-7221402
10439376 | 1705308-7268332
10338969 | 1705308-7269686
10439308 | 1705308-7273661
10329292 | 1705308-7277654
10331896 | 1705308-7291150
10438181 | 1705308-7291796
10435358 | 1705308-7292807
10433246 | 1705308-7295015
10438293 | 1705308-7295629
10329602 | 1705308-7295693
10434373 | 1705308-7295699
10330846 | 1705308-7295708
10332123 | 1705308-7295716
10330239 | 1705308-7295721
10432989 | 1705308-7295727
10433411 | 1705308-7295731
10335940 | 1705308-7295737
10336249 | 1705308-7295748
10332262 | 1705308-7295751
10438503 | 1705308-7295757
10435040 | 1705308-7295762
10435298 | 1705308-7295768
10434123 | 1705308-7298497
10433796 | 1705308-7298501
10433883 | 1705308-7298502
10433675 | 1705308-7298503
10471115 | 1705308-7306108
10331602 | 1705308-7307014
10437250 | 1705308-7307513
10471084 | 1705308-7309902
10334098 | 1705308-7310717
10333012 | 1705308-7310719
10333802 | 1705308-7310721
10334152 | 1705308-7310722
10337027 | 1705308-7310723
10332708 | 1705308-7310724
10438980 | 1705308-7311331
10434809 | 1705308-7312843
10439959 | 1705308-7312880
10436123 | 1705308-7313017
10434346 | 1705308-7321668
10436904 | 1705308-7325290
10329545 | 1705308-7339340
10497288 | 1705308-7341808
10988319 | 1705308-7345547
10988508 | 1705308-7345548
10988461 | 1705308-7345549
10988695 | 1705308-7345550
10988654 | 1705308-7345551
10497468 | 1705308-7345555
10497673 | 1705308-7345556
10497583 | 1705308-7345557
10945010 | 1705308-7345558
10634220 | 1705308-7345564
10634479 | 1705308-7345565
10634230 | 1705308-7345566
10634360 | 1705308-7345567
10634270 | 1705308-7345568
10988904 | 1705308-7345570
10989008 | 1705308-7345571
10436602 | 1705308-7358178
10339642 | 1705308-7359859
10335097 | 1705308-7361860
10339698 | 1705308-7364338
10339827 | 1705308-7368894
10339525 | 1705308-7368917
10335314 | 1705308-7368921
10339168 | 1705308-7368940
10328786 | 1705308-7368945
10329443 | 1705308-7368948
10328739 | 1705308-7368949
10329960 | 1705308-7368950
10332606 | 1705308-7368951
10331470 | 1705308-7368952
10329668 | 1705308-7368953
10333222 | 1705308-7368954
10332236 | 1705308-7368955
10335311 | 1705308-7373222
10337206 | 1705308-7381991
10334689 | 1705308-7382001
10338841 | 1705308-7382006
10339097 | 1705308-7382011
10336563 | 1705308-7382016
10522254 | 1705308-7383692
10526030 | 1705308-7383695
10526170 | 1705308-7383699
11189058 | 1705308-7387986
10826768 | 1705308-7388021
11187628 | 1705308-7388031
11187557 | 1705308-7388049
10826738 | 1705308-7388072
10785596 | 1705308-7388073
10526304 | 1705308-7390950
10526641 | 1705308-7390964
10452028 | 1705308-7390965
10452436 | 1705308-7390968
10633892 | 1705308-7392263
10526430 | 1705308-7392278
10785302 | 1705308-7392280
10785451 | 1705308-7392281
10526831 | 1705308-7392282
10826572 | 1705308-7392283
10451056 | 1705308-7395026
10826477 | 1705308-7395029
10768120 | 1705308-7395036
10897041 | 1705308-7395039
10826421 | 1705308-7397577
10526938 | 1705308-7397578
10526760 | 1705308-7397580
10796923 | 1705308-7397588
10797040 | 1705308-7397607
10335362 | 1705308-7398013
10333398 | 1705308-7400869
10336383 | 1705308-7404960
10334313 | 1705308-7404990
10527212 | 1705308-7405229
10988797 | 1705308-7405542
11188203 | 1705308-7405559
10785604 | 1705308-7410032
10826233 | 1705308-7410050
10945179 | 1705308-7410078
10329175 | 1705308-7412815
10451182 | 1705308-7424322
10334465 | 1705308-7425031
10337306 | 1705308-7425466
10451599 | 1705308-7428970
10451803 | 1705308-7430884
10452153 | 1705308-7431822
10451960 | 1705308-7432041
11188149 | 1705308-7433701
10383915 | 1705308-7437332
11188537 | 1705308-7439248
10451746 | 1705308-7444059
11188744 | 1705308-7455999
11189356 | 1705308-7456454
10945335 | 1705308-7465394
11189188 | 1705308-7476183
10436545 | 1705308-8077677
10435681 | 1705308-8077678
10331792 | 1705308-8206186
10329908 | 1705308-8215500
10330317 | 1705308-8215501
10337133 | 1705308-8215503
10330733 | 1705308-8231379
10331237 | 1705308-8231383
10432623 | 1705308-8240433
10496800 | 1705308-8240442
10339916 | 1705308-8240445
10337632 | 1705308-8240448
10338264 | 1705308-8283940
10337692 | 1705308-8283947
10335545 | 1705308-8283972
10341163 | 1705308-8283984
10337875 | 1705308-8283990
10339387 | 1705308-8284054
10338078 | 1705308-8284074
10337826 | 1705308-8284081
10335546 | 1705308-8284096
10337980 | 1705308-8284109
10432606 | 1705407-7017210
10438596 | 1705407-7128432
10440014 | 1705407-7153571
10437546 | 1705407-7153574
10338580 | 1705407-7153749
10778365 | 1705407-7153798
10471643 | 1705407-7171393
10436248 | 1705407-7179288
10334023 | 1705407-7185644
10328321 | 1705407-7211641
10525876 | 1705407-7221394
10451417 | 1705407-7221400
10513233 | 1705407-7221402
10331898 | 1705407-7291150
10332127 | 1705407-7295716
10433795 | 1705407-7298501
10433676 | 1705407-7298503
10334101 | 1705407-7310717
10333015 | 1705407-7310719
10333804 | 1705407-7310721
10337029 | 1705407-7310723
10436906 | 1705407-7325290
10497295 | 1705407-7341808
10436607 | 1705407-7358178
10339634 | 1705407-7359859
10335099 | 1705407-7361860
10337391 | 1705407-7367010
10339528 | 1705407-7368917
10335312 | 1705407-7368921
10332239 | 1705407-7368955
10335309 | 1705407-7373222
10337204 | 1705407-7381991
10338843 | 1705407-7382006
10522257 | 1705407-7383692
10526033 | 1705407-7383695
10526171 | 1705407-7383699
11187612 | 1705407-7388049
10526306 | 1705407-7390950
10526640 | 1705407-7390964
10452025 | 1705407-7390965
10452438 | 1705407-7390968
10633895 | 1705407-7392263
10526434 | 1705407-7392278
10785450 | 1705407-7392280
10526833 | 1705407-7392282
10826594 | 1705407-7392283
10451061 | 1705407-7395026
10826479 | 1705407-7395029
10335366 | 1705407-7398013
10503839 | 1705407-7400868
10333401 | 1705407-7400869
10334317 | 1705407-7404990
10527213 | 1705407-7405229
11188266 | 1705407-7405559
10826239 | 1705407-7410050
10945183 | 1705407-7410078
10334467 | 1705407-7425031
10337308 | 1705407-7425466
10451963 | 1705407-7432041
11188539 | 1705407-7439248
10451749 | 1705407-7444059
11189361 | 1705407-7456454
10945336 | 1705407-7465394
10434759 | 1705407-8077661
10331795 | 1705407-8206186
10329910 | 1705407-8215500
10330321 | 1705407-8215501
10337135 | 1705407-8215503
10330736 | 1705407-8231379
10496801 | 1705407-8240442
10335547 | 1705407-8284096
10436283 | 1705407-8305049
10328182 | 1705605-7082027
10525883 | 1705605-7221394
10451423 | 1705605-7221400
10471080 | 1705605-7309902
10497301 | 1705605-7341808
10335142 | 1705605-7361860
10335315 | 1705605-7373222
10633887 | 1705605-7392263
10526439 | 1705605-7392278
10503841 | 1705605-7400868
10334321 | 1705605-7404990
10527202 | 1705605-7405229
10434761 | 1705605-8077661
10329905 | 1705605-8215500
10330325 | 1705605-8215501
10432631 | 1705605-8240433
10336623 | 1720405-7383695
10335363 | 1720405-7398013
10333404 | 1720405-7400869
10334326 | 1720405-7404990
10527190 | 1720405-7405229
10633836 | 1720410-7221400
10513203 | 1720410-7221402
10471088 | 1720410-7309902
10450922 | 1720410-7368955
10335367 | 1720410-7398013
10451507 | 1720410-7428970
10434763 | 1720410-8077661
10330329 | 1720410-8215501
10633828 | 1720411-7221400
10513182 | 1720411-7221402
10471091 | 1720411-7309902
10450932 | 1720411-7368955
10335364 | 1720411-7398013
10451614 | 1720411-7428970
10434765 | 1720411-8077661
10330318 | 1720411-8215501
10778477 | 1720415-7221394
10768197 | 1720415-7221402
10334468 | 1720415-7425031
10451721 | 1720415-7444059
10778610 | 1720416-7221394
10768199 | 1720416-7221402
10334469 | 1720416-7425031
10451767 | 1720416-7444059
10336045 | 1720620-7142247
10471096 | 1720620-7309902
10471093 | 1720625-7309902
10337394 | 1720625-7367010
10436875 | 1740262-6802284
10333121 | 1740262-7011431
10432717 | 1740262-7011443
10435481 | 1740262-7011444
10328055 | 1740262-7011445
10437304 | 1740262-7017189
10437764 | 1740262-7017207
10432622 | 1740262-7017210
10438267 | 1740262-7085078
10438398 | 1740262-7128425
10438597 | 1740262-7128432
10336032 | 1740262-7142247
10440016 | 1740262-7153571
10437550 | 1740262-7153574
10338584 | 1740262-7153749
10433313 | 1740262-7153753
10439496 | 1740262-7153769
10778571 | 1740262-7153796
10778542 | 1740262-7153798
10340242 | 1740262-7171375
10328972 | 1740262-7171380
10330827 | 1740262-7171385
10336162 | 1740262-7171387
10471646 | 1740262-7171393
10436245 | 1740262-7179288
10340613 | 1740262-7195726
10328325 | 1740262-7211641
10525941 | 1740262-7221394
10451453 | 1740262-7221400
10513250 | 1740262-7221402
10439381 | 1740262-7268332
10338966 | 1740262-7269686
10439311 | 1740262-7273661
10329296 | 1740262-7277654
10331900 | 1740262-7291150
10438190 | 1740262-7291796
10435366 | 1740262-7292807
10433253 | 1740262-7295015
10438195 | 1740262-7295629
10329589 | 1740262-7295693
10434381 | 1740262-7295699
10330847 | 1740262-7295708
10332126 | 1740262-7295716
10330241 | 1740262-7295721
10432991 | 1740262-7295727
10433391 | 1740262-7295731
10335941 | 1740262-7295737
10336250 | 1740262-7295748
10332260 | 1740262-7295751
10438505 | 1740262-7295757
10435041 | 1740262-7295762
10435302 | 1740262-7295768
10434127 | 1740262-7298497
10433798 | 1740262-7298501
10433884 | 1740262-7298502
10433674 | 1740262-7298503
10471148 | 1740262-7306108
10331604 | 1740262-7307014
10334103 | 1740262-7310717
10333018 | 1740262-7310719
10333803 | 1740262-7310721
10334153 | 1740262-7310722
10337031 | 1740262-7310723
10332713 | 1740262-7310724
10438981 | 1740262-7311331
10434801 | 1740262-7312843
10436124 | 1740262-7313017
10434351 | 1740262-7321668
10436912 | 1740262-7325290
10329746 | 1740262-7339340
10497268 | 1740262-7341808
10436617 | 1740262-7358178
10339637 | 1740262-7359859
10335143 | 1740262-7361860
10339696 | 1740262-7364338
10337397 | 1740262-7367010
10339531 | 1740262-7368917
10335310 | 1740262-7368921
10328787 | 1740262-7368945
10329444 | 1740262-7368948
10328741 | 1740262-7368949
10332241 | 1740262-7368955
10335318 | 1740262-7373222
10337207 | 1740262-7381991
10334682 | 1740262-7382001
10338823 | 1740262-7382006
10339100 | 1740262-7382011
10522185 | 1740262-7383692
10526114 | 1740262-7383695
10526263 | 1740262-7383699
11187730 | 1740262-7387986
10826644 | 1740262-7388021
11187922 | 1740262-7388049
10826873 | 1740262-7388072
10785753 | 1740262-7388073
10526574 | 1740262-7390950
10527125 | 1740262-7390964
10452269 | 1740262-7390965
10452315 | 1740262-7390968
10633959 | 1740262-7392263
10526507 | 1740262-7392278
10785304 | 1740262-7392280
10785414 | 1740262-7392281
10526893 | 1740262-7392282
10451114 | 1740262-7395026
10768188 | 1740262-7395036
10897073 | 1740262-7395039
10826230 | 1740262-7397577
10526791 | 1740262-7397578
10527014 | 1740262-7397580
10797087 | 1740262-7397607
10335368 | 1740262-7398013
10503775 | 1740262-7400868
10333407 | 1740262-7400869
10336385 | 1740262-7404960
10334325 | 1740262-7404990
10526362 | 1740262-7405229
10988862 | 1740262-7405542
11188088 | 1740262-7405559
10785716 | 1740262-7410032
10826387 | 1740262-7410050
10945266 | 1740262-7410078
10329178 | 1740262-7412815
10451280 | 1740262-7424322
10334470 | 1740262-7425031
10337310 | 1740262-7425466
10451652 | 1740262-7428970
10451871 | 1740262-7430884
10451887 | 1740262-7431822
10452143 | 1740262-7432041
11188073 | 1740262-7433701
10383959 | 1740262-7437332
11188861 | 1740262-7439248
10451574 | 1740262-7444059
11189269 | 1740262-7455999
11189439 | 1740262-7456454
10945095 | 1740262-7465394
11189557 | 1740262-7476183
10331787 | 1740262-8206186
10329907 | 1740262-8215500
10330322 | 1740262-8215501
10330737 | 1740262-8231379
10496901 | 1740262-8240442
10338265 | 1740262-8283940
10337696 | 1740262-8283947
10341164 | 1740262-8283984
10339385 | 1740262-8284054
10338079 | 1740262-8284074
10337830 | 1740262-8284081
10335548 | 1740262-8284096
10337981 | 1740262-8284109
10436289 | 1740262-8305049
10503787 | 1740273-7400868
10525945 | 1740274-7221394
10451455 | 1740274-7221400
10503789 | 1740274-7400868
10434767 | 1740274-8077661
10340723 | 1740275-7171379
10331023 | 1740275-7171386
10497283 | 1740275-7341808
10988368 | 1740275-7345547
10988558 | 1740275-7345548
10988582 | 1740275-7345549
10988600 | 1740275-7345550
10988766 | 1740275-7345551
10497411 | 1740275-7345555
10497361 | 1740275-7345556
10497895 | 1740275-7345557
10944949 | 1740275-7345558
10634090 | 1740275-7345564
10634404 | 1740275-7345565
10634219 | 1740275-7345566
10634120 | 1740275-7345567
10634440 | 1740275-7345568
10988953 | 1740275-7345570
10989048 | 1740275-7345571
10339829 | 1740275-7368894
10328937 | 1740275-7368949
10797201 | 1740275-7397588
10336387 | 1740275-7404960
10331790 | 1740275-8206186
10331240 | 1740275-8231383
10432600 | 1740275-8240433
10339920 | 1740275-8240445
10497276 | 1740277-7341808
10436879 | 1740382-6802284
10432737 | 1740382-7011443
10435488 | 1740382-7011444
10328058 | 1740382-7011445
10437306 | 1740382-7017189
10437765 | 1740382-7017207
10432646 | 1740382-7017210
10438395 | 1740382-7128425
10438598 | 1740382-7128432
10336034 | 1740382-7142247
10440018 | 1740382-7153571
10338581 | 1740382-7153749
10439497 | 1740382-7153769
10778568 | 1740382-7153796
10778518 | 1740382-7153798
10328970 | 1740382-7171380
10330828 | 1740382-7171385
10331026 | 1740382-7171386
10336163 | 1740382-7171387
10471648 | 1740382-7171393
10436252 | 1740382-7179288
10328314 | 1740382-7211641
10525935 | 1740382-7221394
10451438 | 1740382-7221400
10513249 | 1740382-7221402
10439384 | 1740382-7268332
10338970 | 1740382-7269686
10439315 | 1740382-7273661
10329299 | 1740382-7277654
10331902 | 1740382-7291150
10438206 | 1740382-7291796
10435269 | 1740382-7292807
10433260 | 1740382-7295015
10438200 | 1740382-7295629
10329592 | 1740382-7295693
10434387 | 1740382-7295699
10330848 | 1740382-7295708
10332129 | 1740382-7295716
10330244 | 1740382-7295721
10432992 | 1740382-7295727
10433399 | 1740382-7295731
10335646 | 1740382-7295737
10336251 | 1740382-7295748
10332263 | 1740382-7295751
10438507 | 1740382-7295757
10435043 | 1740382-7295762
10435305 | 1740382-7295768
10434130 | 1740382-7298497
10433799 | 1740382-7298501
10433887 | 1740382-7298502
10433677 | 1740382-7298503
10471236 | 1740382-7306108
10471098 | 1740382-7309902
10334102 | 1740382-7310717
10333020 | 1740382-7310719
10333805 | 1740382-7310721
10334154 | 1740382-7310722
10337032 | 1740382-7310723
10332717 | 1740382-7310724
10438982 | 1740382-7311331
10434802 | 1740382-7312843
10436126 | 1740382-7313017
10434352 | 1740382-7321668
10436918 | 1740382-7325290
10329747 | 1740382-7339340
10988550 | 1740382-7345548
10988765 | 1740382-7345551
10436612 | 1740382-7358178
10335144 | 1740382-7361860
10337399 | 1740382-7367010
10790384 | 1740382-7368894
10339534 | 1740382-7368917
10335316 | 1740382-7368921
10328789 | 1740382-7368945
10329445 | 1740382-7368948
10328847 | 1740382-7368949
10513285 | 1740382-7368952
10332243 | 1740382-7368955
10335313 | 1740382-7373222
10522176 | 1740382-7383692
10526112 | 1740382-7383695
10526257 | 1740382-7383699
10526564 | 1740382-7390950
10527123 | 1740382-7390964
10452264 | 1740382-7390965
10452311 | 1740382-7390968
10633956 | 1740382-7392263
10526495 | 1740382-7392278
10785434 | 1740382-7392280
10526891 | 1740382-7392282
10451105 | 1740382-7395026
10768186 | 1740382-7395036
10897047 | 1740382-7395039
10826229 | 1740382-7397577
10526724 | 1740382-7397578
10527009 | 1740382-7397580
10797191 | 1740382-7397588
10797068 | 1740382-7397607
10526438 | 1740382-7405229
10945291 | 1740382-7410078
10451282 | 1740382-7424322
11188050 | 1740382-7433701
11159710 | 1740382-7444378
10945093 | 1740382-7465394
10329909 | 1740382-8215500
10330319 | 1740382-8215501
10330738 | 1740382-8231379
10496892 | 1740382-8240442
10339910 | 1740382-8240445
10338266 | 1740382-8283940
10337693 | 1740382-8283947
10341165 | 1740382-8283984
10338080 | 1740382-8284074
10337828 | 1740382-8284081
10337982 | 1740382-8284109
10497888 | 1740408-7345557
10334327 | 1740408-7404990
10451865 | 1740408-7430884
10451646 | 1740427-7428970
10471120 | 1740610-7309902
10434769 | 1740611-8077661
10435273 | 1740635-7292807
10433407 | 1740635-7295731
10525901 | 1740636-7221394
10451372 | 1740636-7221400
10503725 | 1740636-7400868
10435547 | 1740636-8077661
10503769 | 1740648-7400868
10435242 | 1740648-8077661
10436883 | 1740659-6802284
10437554 | 1740659-7153574
10328318 | 1740659-7211641
11187373 | 1740659-7221394
10331904 | 1740659-7291150
10438217 | 1740659-7291796
10438208 | 1740659-7295629
10330245 | 1740659-7295721
10433886 | 1740659-7298502
10333022 | 1740659-7310719
10945056 | 1740659-7345564
10634392 | 1740659-7345566
10335145 | 1740659-7361860
10339831 | 1740659-7368894
10790394 | 1740659-7368921
10333224 | 1740659-7368954
10335319 | 1740659-7373222
10797196 | 1740659-7397588
10334330 | 1740659-7404990
10451563 | 1740659-7444059
10335317 | 1840137-7373222
10451703 | 1840137-7444059
10945308 | 1840137-7465394
10328185 | 1950307-7082027
10336035 | 1950307-7142247
10768226 | 1950307-7307923
10471103 | 1950307-7309902
11188695 | 1950307-7370810
11159699 | 1950307-7444378
11189504 | 1950307-7476183
10337137 | 1950307-8215503
10436295 | 1950307-8305049
10334542 | 1950524-7425031
10337309 | 1950524-7425466
10451800 | 1950524-7430884
10451735 | 1950524-7444059
11188734 | 1950524-7455999
11189315 | 1950524-7456454
11189217 | 1950524-7476183
10337130 | 1950524-8215503
10432598 | 1950526-7017210
10338585 | 1950526-7153749
10778478 | 1950526-7221394
10768198 | 1950526-7221402
10526026 | 1950526-7383695
10526275 | 1950526-7390950
10526629 | 1950526-7390964
10452002 | 1950526-7390965
10452427 | 1950526-7390968
10633882 | 1950526-7392263
10526421 | 1950526-7392278
10785298 | 1950526-7392280
10526827 | 1950526-7392282
10826562 | 1950526-7392283
10451050 | 1950526-7395026
10826297 | 1950526-7395029
10768118 | 1950526-7395036
10451738 | 1950526-7444059
10330739 | 1950526-8231379
10331243 | 1950526-8231383
10436887 | 2029350-6802284
10333124 | 2029350-7011431
10328578 | 2029350-7011442
10432739 | 2029350-7011443
10434949 | 2029350-7011447
10437301 | 2029350-7017189
10328187 | 2029350-7082027
10438270 | 2029350-7085078
10336037 | 2029350-7142247
10340243 | 2029350-7171375
10436038 | 2029350-7171378
10340716 | 2029350-7171379
10328973 | 2029350-7171380
10336164 | 2029350-7171387
10334025 | 2029350-7185644
10341273 | 2029350-7185646
10778379 | 2029350-7195726
10525933 | 2029350-7221394
10451420 | 2029350-7221400
10513247 | 2029350-7221402
10338974 | 2029350-7269686
10439318 | 2029350-7273661
10944948 | 2029350-7345558
10634070 | 2029350-7345564
11188545 | 2029350-7370810
10435244 | 2029350-8077661
10435688 | 2029350-8077678
10331793 | 2029350-8206186
10329911 | 2029350-8215500
10432613 | 2029350-8240433
10496895 | 2029350-8240442
10338267 | 2029350-8283940
10337697 | 2029350-8283947
10335528 | 2029350-8283972
10341166 | 2029350-8283984
10337877 | 2029350-8283990
10339389 | 2029350-8284054
10338081 | 2029350-8284074
10337832 | 2029350-8284081
10335549 | 2029350-8284096
10337983 | 2029350-8284109
10339640 | 2200038-7359859
11188676 | 2200038-7370810
10335320 | 2200038-7373222
10338828 | 2200038-7382006
10526050 | 2200038-7383695
10785500 | 2200038-7392281
10768149 | 2200038-7395036
10527078 | 2200038-7405229
10525944 | 2200053-7221394
10451445 | 2200053-7221400
10471114 | 2200053-7309902
10335103 | 2200053-7361860
10503772 | 2200053-7400868
10435247 | 2200053-8077661
10329912 | 2200053-8215500
10436892 | 2200434-6802284
10333122 | 2200434-7011431
10328581 | 2200434-7011442
10432743 | 2200434-7011443
10435494 | 2200434-7011444
10328056 | 2200434-7011445
10434950 | 2200434-7011447
10437303 | 2200434-7017189
10432611 | 2200434-7017210
10438274 | 2200434-7085078
10338579 | 2200434-7153749
10778529 | 2200434-7153796
10340244 | 2200434-7171375
10436040 | 2200434-7171378
10340718 | 2200434-7171379
10330830 | 2200434-7171385
10331027 | 2200434-7171386
10336165 | 2200434-7171387
10436254 | 2200434-7179288
10341386 | 2200434-7185643
10334028 | 2200434-7185644
10340609 | 2200434-7195726
10328322 | 2200434-7211641
10338972 | 2200434-7269686
10439431 | 2200434-7273661
10329291 | 2200434-7277654
10331906 | 2200434-7291150
10329593 | 2200434-7295693
10434363 | 2200434-7295699
10432993 | 2200434-7295727
10433415 | 2200434-7295731
10336253 | 2200434-7295748
10332261 | 2200434-7295751
10435045 | 2200434-7295762
10435308 | 2200434-7295768
10434138 | 2200434-7298497
10433802 | 2200434-7298501
10433885 | 2200434-7298502
10433678 | 2200434-7298503
10471108 | 2200434-7306108
10331606 | 2200434-7307014
10333025 | 2200434-7310719
10333807 | 2200434-7310721
10332720 | 2200434-7310724
10438983 | 2200434-7311331
10988387 | 2200434-7345547
10988522 | 2200434-7345548
10988441 | 2200434-7345549
10988711 | 2200434-7345550
10988666 | 2200434-7345551
10497522 | 2200434-7345555
10497761 | 2200434-7345556
10497695 | 2200434-7345557
10945018 | 2200434-7345558
10634309 | 2200434-7345564
10634379 | 2200434-7345565
10634319 | 2200434-7345566
10634378 | 2200434-7345567
10634415 | 2200434-7345568
10989004 | 2200434-7345570
10989028 | 2200434-7345571
10339833 | 2200434-7368894
10785770 | 2200434-7395026
10797144 | 2200434-7397588
10527077 | 2200434-7405229
10785672 | 2200434-7410032
11188584 | 2200434-7439248
11189220 | 2200434-7476183
10331796 | 2200434-8206186
10330740 | 2200434-8231379
10331245 | 2200434-8231383
10432621 | 2200434-8240433
10790341 | 2200434-8240442
10339914 | 2200434-8240445
10337694 | 2200434-8283947
10338082 | 2200434-8284074
10337836 | 2200434-8284081
10335550 | 2200434-8284096
10337984 | 2200434-8284109
10437305 | 2200442-7017189
10437777 | 2200442-7017207
10432620 | 2200442-7017210
10328181 | 2200442-7082027
10438399 | 2200442-7128425
10438635 | 2200442-7128434
10440021 | 2200442-7153571
10437544 | 2200442-7153574
10338583 | 2200442-7153749
10433316 | 2200442-7153753
10439498 | 2200442-7153769
10778532 | 2200442-7153796
10778439 | 2200442-7153798
10471649 | 2200442-7171393
10436260 | 2200442-7179288
10334029 | 2200442-7185644
10341275 | 2200442-7185646
10328326 | 2200442-7211641
10439374 | 2200442-7268332
10439320 | 2200442-7273661
10329295 | 2200442-7277654
10331907 | 2200442-7291150
10438226 | 2200442-7291796
10435275 | 2200442-7292807
10433270 | 2200442-7295015
10438213 | 2200442-7295629
10329595 | 2200442-7295693
10434370 | 2200442-7295699
10330849 | 2200442-7295708
10332133 | 2200442-7295716
10330237 | 2200442-7295721
10432994 | 2200442-7295727
10433393 | 2200442-7295731
10335647 | 2200442-7295737
10336252 | 2200442-7295748
10332264 | 2200442-7295751
10438509 | 2200442-7295757
10435048 | 2200442-7295762
10435310 | 2200442-7295768
10434155 | 2200442-7298497
10433679 | 2200442-7298503
10471121 | 2200442-7306108
10334105 | 2200442-7310717
10333028 | 2200442-7310719
10333809 | 2200442-7310721
10334155 | 2200442-7310722
10337034 | 2200442-7310723
10332706 | 2200442-7310724
10438984 | 2200442-7311331
10434806 | 2200442-7312843
10436129 | 2200442-7313017
10434356 | 2200442-7321668
10436925 | 2200442-7325290
10497185 | 2200442-7341808
10988388 | 2200442-7345547
10988526 | 2200442-7345548
10988439 | 2200442-7345549
10988707 | 2200442-7345550
10497532 | 2200442-7345555
10497769 | 2200442-7345556
10497706 | 2200442-7345557
10945019 | 2200442-7345558
10634322 | 2200442-7345564
10634324 | 2200442-7345566
10634382 | 2200442-7345567
10634416 | 2200442-7345568
10989002 | 2200442-7345570
10436609 | 2200442-7358178
10339699 | 2200442-7364338
10339835 | 2200442-7368894
10790377 | 2200442-7368921
10328791 | 2200442-7368945
10329433 | 2200442-7368948
10328846 | 2200442-7368949
10329961 | 2200442-7368950
10332598 | 2200442-7368951
10329670 | 2200442-7368953
10333226 | 2200442-7368954
10332245 | 2200442-7368955
10335323 | 2200442-7373222
10522146 | 2200442-7383692
10785517 | 2200442-7383695
10526221 | 2200442-7383699
10633927 | 2200442-7392263
10526863 | 2200442-7392282
10451080 | 2200442-7395026
10826198 | 2200442-7397577
10526951 | 2200442-7397578
10526982 | 2200442-7397580
10797148 | 2200442-7397588
10768047 | 2200442-7398013
10503684 | 2200442-7400868
10333400 | 2200442-7400869
10336389 | 2200442-7404960
10334333 | 2200442-7404990
10527072 | 2200442-7405229
10785651 | 2200442-7410032
10945280 | 2200442-7410078
11189388 | 2200442-7456454
10329914 | 2200442-8215500
10338268 | 2200442-8283940
10337699 | 2200442-8283947
10335531 | 2200442-8283972
10341167 | 2200442-8283984
10339386 | 2200442-8284054
10338083 | 2200442-8284074
10337839 | 2200442-8284081
10335551 | 2200442-8284096
10337988 | 2200442-8284109
10436895 | 2200459-6802284
10328574 | 2200459-7011442
10328059 | 2200459-7011445
10434954 | 2200459-7011447
10328183 | 2200459-7082027
10438278 | 2200459-7085078
10340614 | 2200459-7195726
10434165 | 2200459-7298497
10433800 | 2200459-7298501
10433888 | 2200459-7298502
10433680 | 2200459-7298503
10334107 | 2200459-7310717
10332710 | 2200459-7310724
10339836 | 2200459-7368894
10797149 | 2200459-7397588
10330323 | 2200459-8215501
10330741 | 2200459-8231379
10432629 | 2200459-8240433
10436303 | 2200459-8305049
10437307 | 2200467-7017189
10437781 | 2200467-7017207
10432634 | 2200467-7017210
10440022 | 2200467-7153571
10437548 | 2200467-7153574
10338596 | 2200467-7153749
10433320 | 2200467-7153753
10439499 | 2200467-7153769
10778535 | 2200467-7153796
10778445 | 2200467-7153798
10331030 | 2200467-7171386
10336166 | 2200467-7171387
10436250 | 2200467-7179288
10334032 | 2200467-7185644
10341278 | 2200467-7185646
10340615 | 2200467-7195726
10328323 | 2200467-7211641
10451344 | 2200467-7221400
10338976 | 2200467-7269686
10329305 | 2200467-7277654
10331909 | 2200467-7291150
10438234 | 2200467-7291796
10435277 | 2200467-7292807
10433285 | 2200467-7295015
10438219 | 2200467-7295629
10329597 | 2200467-7295693
10434376 | 2200467-7295699
10330850 | 2200467-7295708
10332134 | 2200467-7295716
10330240 | 2200467-7295721
10432996 | 2200467-7295727
10433401 | 2200467-7295731
10335648 | 2200467-7295737
10336254 | 2200467-7295748
10332266 | 2200467-7295751
10438506 | 2200467-7295757
10435042 | 2200467-7295762
10435314 | 2200467-7295768
10434178 | 2200467-7298497
10433803 | 2200467-7298501
10433891 | 2200467-7298502
10433681 | 2200467-7298503
10471228 | 2200467-7306108
10437254 | 2200467-7307513
10334106 | 2200467-7310717
10333031 | 2200467-7310719
10333811 | 2200467-7310721
10334156 | 2200467-7310722
10337036 | 2200467-7310723
10332714 | 2200467-7310724
10438985 | 2200467-7311331
10434803 | 2200467-7312843
10436131 | 2200467-7313017
10434357 | 2200467-7321668
10436908 | 2200467-7325290
10497177 | 2200467-7341808
10988333 | 2200467-7345547
10988443 | 2200467-7345549
10944877 | 2200467-7345556
10497715 | 2200467-7345557
10945020 | 2200467-7345558
10634328 | 2200467-7345564
10634417 | 2200467-7345568
10436613 | 2200467-7358178
10339702 | 2200467-7364338
10339837 | 2200467-7368894
10790379 | 2200467-7368921
10328793 | 2200467-7368945
10329436 | 2200467-7368948
10329962 | 2200467-7368950
10329665 | 2200467-7368953
10335326 | 2200467-7373222
10797153 | 2200467-7397588
10527075 | 2200467-7405229
10826335 | 2200467-7410050
11188823 | 2200467-7455999
10331236 | 2200467-8231383
10432608 | 2200467-8240433
10790342 | 2200467-8240442
10339946 | 2200467-8240448
10338270 | 2200467-8283940
10337695 | 2200467-8283947
10341168 | 2200467-8283984
10338084 | 2200467-8284074
10337992 | 2200467-8284109
10436894 | 2200475-6802284
10438283 | 2200475-7085078
10336039 | 2200475-7142247
10340245 | 2200475-7171375
10436042 | 2200475-7171378
10341385 | 2200475-7185643
10340619 | 2200475-7195726
10433294 | 2200475-7295015
10433896 | 2200475-7298502
10332718 | 2200475-7310724
11188595 | 2200475-7439248
10329916 | 2200475-8215500
10330742 | 2200475-8231379
10331238 | 2200475-8231383
10432616 | 2200475-8240433
10496850 | 2200475-8240442
10436897 | 2200483-6802284
10437308 | 2200483-7017189
10437785 | 2200483-7017207
10432604 | 2200483-7017210
10328184 | 2200483-7082027
10438599 | 2200483-7128432
10440026 | 2200483-7153571
10437552 | 2200483-7153574
10439500 | 2200483-7153769
10778459 | 2200483-7153798
10331012 | 2200483-7171386
10336167 | 2200483-7171387
10436256 | 2200483-7179288
10328327 | 2200483-7211641
10778612 | 2200483-7221394
10439379 | 2200483-7268332
10329309 | 2200483-7277654
10331919 | 2200483-7291150
10438229 | 2200483-7291796
10435279 | 2200483-7292807
10438225 | 2200483-7295629
10329599 | 2200483-7295693
10434378 | 2200483-7295699
10332137 | 2200483-7295716
10330242 | 2200483-7295721
10432998 | 2200483-7295727
10433409 | 2200483-7295731
10335649 | 2200483-7295737
10332269 | 2200483-7295751
10438508 | 2200483-7295757
10435044 | 2200483-7295762
10435316 | 2200483-7295768
10434169 | 2200483-7298497
10433801 | 2200483-7298501
10433889 | 2200483-7298502
10433682 | 2200483-7298503
10471241 | 2200483-7306108
10334108 | 2200483-7310717
10333024 | 2200483-7310719
10333812 | 2200483-7310721
10334157 | 2200483-7310722
10337038 | 2200483-7310723
10332709 | 2200483-7310724
10434807 | 2200483-7312843
10436134 | 2200483-7313017
10434358 | 2200483-7321668
10436914 | 2200483-7325290
10329748 | 2200483-7339340
10497183 | 2200483-7341808
10988337 | 2200483-7345547
10497788 | 2200483-7345556
10944886 | 2200483-7345557
10634071 | 2200483-7345567
10328848 | 2200483-7368949
10332234 | 2200483-7368955
10826336 | 2200483-7410050
11188833 | 2200483-7455999
10330327 | 2200483-8215501
10331241 | 2200483-8231383
10338085 | 2200483-8284074
10335552 | 2200483-8284096
10352416 | 2211100-7412815
10383874 | 2211100-7425031
10451623 | 2211100-7428970
10452217 | 2211100-7431822
10452039 | 2211100-7432041
11187983 | 2211100-7433701
10451993 | 2211100-7437332
11188573 | 2211100-7439248
10598219 | 2211100-7444059
11188762 | 2211100-7455999
11189219 | 2211100-7476183
11189131 | 2213007-7405229
10451218 | 2213114-7424322
10332238 | 2213205-7368955
10503683 | 2213205-7400868
10527074 | 2213858-7405229
10436901 | 2213965-6802284
10328186 | 2213965-7082027
10338971 | 2213965-7269686
10435281 | 2213965-7292807
10433417 | 2213965-7295731
10433893 | 2213965-7298502
10433683 | 2213965-7298503
10436920 | 2213965-7325290
10329917 | 2213965-8215500
10330331 | 2213965-8215501
10496843 | 2213965-8240442
10790347 | 2213965-8240445
10341169 | 2213965-8283984
10437310 | 2213981-7017189
10432615 | 2213981-7017210
10440024 | 2213981-7153571
10437556 | 2213981-7153574
10433330 | 2213981-7153753
10439501 | 2213981-7153769
10778530 | 2213981-7153796
10336168 | 2213981-7171387
10471650 | 2213981-7171393
10436258 | 2213981-7179288
10328329 | 2213981-7211641
10513195 | 2213981-7221402
10439322 | 2213981-7273661
10329293 | 2213981-7277654
10331922 | 2213981-7291150
10435283 | 2213981-7292807
10438232 | 2213981-7295629
10332140 | 2213981-7295716
10330243 | 2213981-7295721
10433000 | 2213981-7295727
10433419 | 2213981-7295731
10335650 | 2213981-7295737
10332265 | 2213981-7295751
10434195 | 2213981-7298497
10433804 | 2213981-7298501
10433890 | 2213981-7298502
10433684 | 2213981-7298503
10471112 | 2213981-7306108
10334112 | 2213981-7310717
10333027 | 2213981-7310719
10333814 | 2213981-7310721
10337040 | 2213981-7310723
10332711 | 2213981-7310724
10436137 | 2213981-7313017
10434359 | 2213981-7321668
10436927 | 2213981-7325290
10497187 | 2213981-7341808
10336143 | 2213981-7344369
10497542 | 2213981-7345555
10944895 | 2213981-7345556
10436621 | 2213981-7358178
10339838 | 2213981-7368894
10339537 | 2213981-7368917
10328788 | 2213981-7368945
10332240 | 2213981-7368955
10797150 | 2213981-7397588
10329913 | 2213981-8215500
10330743 | 2213981-8231379
10331244 | 2213981-8231383
10432626 | 2213981-8240433
10338272 | 2213981-8283940
10335553 | 2213981-8284096
10436903 | 2214005-6802284
10331925 | 2214005-7291150
10433428 | 2214005-7295731
10334116 | 2214005-7310717
10333030 | 2214005-7310719
10333816 | 2214005-7310721
10337028 | 2214005-7310723
11188579 | 2214005-7439248
10329915 | 2214005-8215500
10330333 | 2214005-8215501
10331346 | 2214005-8231383
10437312 | 2214104-7017189
10437798 | 2214104-7017207
10432632 | 2214104-7017210
10440028 | 2214104-7153571
10437547 | 2214104-7153574
10471651 | 2214104-7171393
10436264 | 2214104-7179288
10328332 | 2214104-7211641
10439917 | 2214104-7238726
10329297 | 2214104-7277654
10331928 | 2214104-7291150
10435287 | 2214104-7292807
10433805 | 2214104-7298501
10437243 | 2214104-7307513
10334120 | 2214104-7310717
10436140 | 2214104-7313017
10436910 | 2214104-7325290
10497181 | 2214104-7341808
10436632 | 2214104-7358178
10332242 | 2214104-7368955
10330744 | 2214104-8231379
10331434 | 2214104-8231383
10525970 | 2214110-7361860
10339705 | 2214110-7364338
10339169 | 2214110-7368940
10328790 | 2214110-7368945
10332244 | 2214110-7368955
11188680 | 2214110-7370810
10335329 | 2214110-7373222
10450969 | 2214110-7382006
10826844 | 2214110-7388021
10452098 | 2214110-7390965
10797016 | 2214110-7397607
10333403 | 2214110-7400869
10527070 | 2214110-7405229
11188228 | 2214110-7405559
10945370 | 2214110-7465394
10525969 | 2214111-7361860
10503688 | 2214111-7400868
11189132 | 2214111-7405229
10436905 | 2214203-6802284
10328328 | 2214203-7211641
10432633 | 2214203-8240433
10338600 | 2214302-7153749
10436270 | 2214302-7179288
10328330 | 2214302-7211641
10497180 | 2214302-7341808
10527081 | 2214302-7405229
10331347 | 2214302-8231383
10436958 | 2214401-6802284
10437313 | 2214401-7017189
10432649 | 2214401-7017210
10328333 | 2214401-7211641
10433002 | 2214401-7295727
10436636 | 2214401-7358178
10335535 | 2214401-8283972
10433808 | 2229607-7298501
10437551 | 2238319-7153574
10437555 | 2249803-7153574
10435285 | 2249803-7292807
10433437 | 2249803-7295731
10438510 | 2249803-7295757
10433685 | 2249803-7298503
10437247 | 2249803-7307513
10436143 | 2249803-7313017
11188435 | 2249803-7370810
10526566 | 2249803-7390950
10336719 | 2249803-7390968
10437837 | 2250306-7017207
10497393 | 2250306-7345555
10497863 | 2250306-7345557
10335102 | 2250306-7361860
10435922 | 3002207-7061259
10436410 | 3002207-7195720
10341589 | 3002207-7325526
10341937 | 3002207-7333010
10340421 | 3002207-7335354
10341652 | 3002207-7338294
10435914 | 3002208-7061259
10436412 | 3002208-7195720
10341592 | 3002208-7325526
10341932 | 3002208-7333010
10340424 | 3002208-7335354
10341653 | 3002208-7338294
10471032 | 3002210-7179288
10335331 | 3002210-7373222
10768045 | 3002210-7398013
10334328 | 3002210-7404990
10328976 | 3002213-7171380
10328974 | 3002214-7171380
10334034 | 3002214-7185644
10328977 | 3002215-7171380
10334035 | 3002215-7185644
10328980 | 3002216-7171380
10330431 | 3002237-7266485
10338913 | 3002237-7275333
10437075 | 3002237-7284503
10340427 | 3002237-7335354
10497632 | 3002237-7459038
10340416 | 3002241-7335354
10437074 | 3002275-7284503
10341594 | 3002275-7325526
10341934 | 3002275-7333010
10340419 | 3002275-7335354
10341654 | 3002275-7338294
10496799 | 3090101-8240442
11159701 | 3090369-7444378
10496832 | 3091184-8240442
10496824 | 3091262-8240442
10496859 | 3091430-8240442
10437559 | 3120203-7153574
10503758 | 3120203-7400868
10334332 | 3120203-7404990
10503767 | 3120301-7400868
10334334 | 3120301-7404990
10437842 | 3433307-7017207
10432601 | 3433307-7017210
10437557 | 3433307-7153574
10436276 | 3433307-7179288
10435290 | 3433307-7292807
10433448 | 3433307-7295731
10433686 | 3433307-7298503
10437251 | 3433307-7307513
10436127 | 3433307-7313017
10497408 | 3433307-7345555
10497913 | 3433307-7345557
10335104 | 3433307-7361860
11188440 | 3433307-7370810
10526578 | 3433307-7390950
10452317 | 3433307-7390968
10330745 | 3433307-8231379
10338975 | 3433408-7269686
10329300 | 3433408-7277654
10331932 | 3433408-7291150
10433892 | 3433408-7298502
10336141 | 3433408-7344369
10338832 | 3433408-7382006
10436960 | 3510158-6802284
10328577 | 3510158-7011442
10328057 | 3510158-7011445
10434957 | 3510158-7011447
10437309 | 3510158-7017189
10437783 | 3510158-7017207
10432617 | 3510158-7017210
10328188 | 3510158-7082027
10336041 | 3510158-7142247
10338589 | 3510158-7153749
10433333 | 3510158-7153753
10778414 | 3510158-7153796
10340191 | 3510158-7171375
10436044 | 3510158-7171378
10340720 | 3510158-7171379
10328982 | 3510158-7171380
10471652 | 3510158-7171393
10436262 | 3510158-7179288
10334037 | 3510158-7185644
10451264 | 3510158-7221400
10513174 | 3510158-7221402
10433452 | 3510158-7295731
10497209 | 3510158-7341808
10497378 | 3510158-7345555
10944872 | 3510158-7345557
10944990 | 3510158-7345558
10634146 | 3510158-7345564
10634162 | 3510158-7345566
10634330 | 3510158-7345567
10436616 | 3510158-7358178
10328792 | 3510158-7368945
10332446 | 3510158-7368955
10335333 | 3510158-7373222
10450947 | 3510158-7382001
10450958 | 3510158-7382006
10826730 | 3510158-7388021
11187734 | 3510158-7388031
10826682 | 3510158-7388072
10526204 | 3510158-7390950
10526612 | 3510158-7390964
10452355 | 3510158-7390965
10452402 | 3510158-7390968
10826446 | 3510158-7392283
10768076 | 3510158-7395036
10826385 | 3510158-7397578
10452198 | 3510158-7437332
11188498 | 3510158-7439248
10451711 | 3510158-7444059
11188718 | 3510158-7455999
10331788 | 3510158-8206186
10329918 | 3510158-8215500
10330335 | 3510158-8215501
10330726 | 3510158-8231379
10331348 | 3510158-8231383
10432635 | 3510158-8240433
10338274 | 3510158-8283940
10335537 | 3510158-8283972
10338086 | 3510158-8284074
10335335 | 3708906-7373222
10497614 | 3810603-7345557
10439149 | 4200012-10089222
10439170 | 4200012-10089223
10471110 | 4200014-7309902
10525957 | 4200014-7361860
10336391 | 4200014-7404960
10525862 | 4200016-7221394
10451355 | 4200016-7221400
10435251 | 4200016-8077661
10790364 | 4200044-7368894
10796909 | 4200044-7397588
10945002 | 4200051-7345558
10634206 | 4200051-7345564
10790365 | 4200051-7368894
10796911 | 4200051-7397588
10340722 | 4200101-7171379
10497257 | 4200101-7341808
10988313 | 4200101-7345547
10988421 | 4200101-7345549
10988692 | 4200101-7345550
10988647 | 4200101-7345551
10497452 | 4200101-7345555
10497663 | 4200101-7345556
10497549 | 4200101-7345557
10945003 | 4200101-7345558
10634234 | 4200101-7345564
10634473 | 4200101-7345565
10634209 | 4200101-7345566
10634348 | 4200101-7345567
10634247 | 4200101-7345568
10988898 | 4200101-7345570
10989014 | 4200101-7345571
10331349 | 4200101-8231383
10432640 | 4200101-8240433
10335107 | 4200102-7361860
10503828 | 4200106-7400868
10525958 | 4206306-7361860
10339103 | 4206306-7382011
10598197 | 4206306-7444059
10525868 | 4209409-7221394
10598198 | 4209409-7444059
10778479 | 4209607-7221394
10451336 | 4209607-7221400
10438228 | 4209607-7295629
10988995 | 4209607-7345571
10450923 | 4209607-7368955
11187549 | 4209607-7388049
10826575 | 4209607-7392283
10826302 | 4209607-7395029
10333406 | 4209607-7400869
10337311 | 4209607-7425466
10451734 | 4209607-7444059
10330337 | 4209607-8215501
11188636 | 4209706-7370810
10330339 | 4209706-8215501
10439153 | 4219705-10089222
10436961 | 4219705-6802284
10331936 | 4219705-7291150
10438237 | 4219705-7291796
10330184 | 4219705-7295721
10433693 | 4219705-7298503
10334109 | 4219705-7310717
10333032 | 4219705-7310719
10332715 | 4219705-7310724
10335110 | 4219705-7361860
10339839 | 4219705-7368894
10329963 | 4219705-7368950
10335321 | 4219705-7373222
10338836 | 4219705-7382006
10826849 | 4219705-7388021
10796915 | 4219705-7397588
11188201 | 4219705-7405559
10337132 | 4219705-8215503
10439172 | 4219804-10089223
10329303 | 4219804-7277654
10331908 | 4219804-7291150
10438249 | 4219804-7291796
10329601 | 4219804-7295693
10332143 | 4219804-7295716
10330183 | 4219804-7295721
10336256 | 4219804-7295748
10433687 | 4219804-7298503
10471111 | 4219804-7309902
10334113 | 4219804-7310717
10333023 | 4219804-7310719
10334158 | 4219804-7310722
10332719 | 4219804-7310724
10436130 | 4219804-7313017
10434360 | 4219804-7321668
10497263 | 4219804-7341808
10944876 | 4219804-7345557
10634352 | 4219804-7345567
10436618 | 4219804-7358178
10335113 | 4219804-7361860
10339701 | 4219804-7364338
10339840 | 4219804-7368894
10335327 | 4219804-7368921
10339173 | 4219804-7368940
10328794 | 4219804-7368945
10329438 | 4219804-7368948
10332599 | 4219804-7368951
10332544 | 4219804-7368955
10335324 | 4219804-7373222
10338825 | 4219804-7382006
10339106 | 4219804-7382011
10450978 | 4219804-7382016
11189084 | 4219804-7387986
10826853 | 4219804-7388021
11187477 | 4219804-7388031
11187562 | 4219804-7388049
10526778 | 4219804-7397580
10796917 | 4219804-7397588
10335369 | 4219804-7398013
10333413 | 4219804-7400869
11188197 | 4219804-7405559
10785566 | 4219804-7410032
10826221 | 4219804-7410050
10334543 | 4219804-7425031
10451983 | 4219804-7437332
10435266 | 4219804-8077661
10439157 | 4220000-10089222
10439173 | 4220000-10089223
10436963 | 4220000-6802284
10329294 | 4220000-7277654
10331910 | 4220000-7291150
10438256 | 4220000-7291796
10438235 | 4220000-7295629
10329603 | 4220000-7295693
10330851 | 4220000-7295708
10332144 | 4220000-7295716
10330185 | 4220000-7295721
10335651 | 4220000-7295737
10336255 | 4220000-7295748
10332267 | 4220000-7295751
10438512 | 4220000-7295757
10471106 | 4220000-7309902
10334110 | 4220000-7310717
10333026 | 4220000-7310719
10334159 | 4220000-7310722
10332722 | 4220000-7310724
10434811 | 4220000-7312843
10436133 | 4220000-7313017
10434362 | 4220000-7321668
10436916 | 4220000-7325290
10436623 | 4220000-7358178
10335116 | 4220000-7361860
10339704 | 4220000-7364338
10339841 | 4220000-7368894
10335332 | 4220000-7368921
10339170 | 4220000-7368940
10328795 | 4220000-7368945
10329440 | 4220000-7368948
10328851 | 4220000-7368949
10818349 | 4220000-7368950
10331471 | 4220000-7368952
10329667 | 4220000-7368953
10332447 | 4220000-7368955
10335330 | 4220000-7373222
10334684 | 4220000-7382001
10339098 | 4220000-7382011
10336559 | 4220000-7382016
11189051 | 4220000-7387986
11187615 | 4220000-7388031
10826727 | 4220000-7388072
10785597 | 4220000-7388073
10336723 | 4220000-7390968
10526780 | 4220000-7397580
10796922 | 4220000-7397588
10768039 | 4220000-7398013
11188199 | 4220000-7405559
10785567 | 4220000-7410032
10945178 | 4220000-7410078
10451190 | 4220000-7424322
10451596 | 4220000-7428970
10439159 | 4220208-10089222
10439158 | 4220208-10089223
10333125 | 4220208-7011431
10432747 | 4220208-7011443
10435478 | 4220208-7011444
10328060 | 4220208-7011445
10434961 | 4220208-7011447
10437311 | 4220208-7017189
10437792 | 4220208-7017207
10432625 | 4220208-7017210
10440030 | 4220208-7153571
10437560 | 4220208-7153574
10338591 | 4220208-7153749
10433338 | 4220208-7153753
10439502 | 4220208-7153769
10778493 | 4220208-7153796
10778358 | 4220208-7153798
10340194 | 4220208-7171375
10436046 | 4220208-7171378
10340724 | 4220208-7171379
10329038 | 4220208-7171380
10330832 | 4220208-7171385
10331015 | 4220208-7171386
10336169 | 4220208-7171387
10471653 | 4220208-7171393
10436268 | 4220208-7179288
10334039 | 4220208-7185644
10341281 | 4220208-7185646
10328338 | 4220208-7211641
10525854 | 4220208-7221394
10451357 | 4220208-7221400
10513216 | 4220208-7221402
10338973 | 4220208-7269686
10439325 | 4220208-7273661
10329298 | 4220208-7277654
10331911 | 4220208-7291150
10438242 | 4220208-7291796
10435293 | 4220208-7292807
10433300 | 4220208-7295015
10438241 | 4220208-7295629
10329604 | 4220208-7295693
10434384 | 4220208-7295699
10330945 | 4220208-7295708
10330186 | 4220208-7295721
10433004 | 4220208-7295727
10433457 | 4220208-7295731
10335652 | 4220208-7295737
10336257 | 4220208-7295748
10332268 | 4220208-7295751
10438511 | 4220208-7295757
10435046 | 4220208-7295762
10435319 | 4220208-7295768
10434221 | 4220208-7298497
10433895 | 4220208-7298502
10471143 | 4220208-7306108
10437255 | 4220208-7307513
10334115 | 4220208-7310717
10333029 | 4220208-7310719
10334160 | 4220208-7310722
10337030 | 4220208-7310723
10332726 | 4220208-7310724
10438986 | 4220208-7311331
10434815 | 4220208-7312843
10439963 | 4220208-7312880
10436136 | 4220208-7313017
10434365 | 4220208-7321668
10436922 | 4220208-7325290
10497271 | 4220208-7341808
10988315 | 4220208-7345547
10988503 | 4220208-7345548
10988460 | 4220208-7345549
10988693 | 4220208-7345550
10988651 | 4220208-7345551
10497462 | 4220208-7345555
10497651 | 4220208-7345556
10497562 | 4220208-7345557
10945007 | 4220208-7345558
10634256 | 4220208-7345564
10634221 | 4220208-7345566
10634356 | 4220208-7345567
10634259 | 4220208-7345568
10988907 | 4220208-7345570
10988996 | 4220208-7345571
10436626 | 4220208-7358178
10525959 | 4220208-7361860
10339842 | 4220208-7368894
10328849 | 4220208-7368949
10333228 | 4220208-7368954
10332545 | 4220208-7368955
10335334 | 4220208-7373222
10334688 | 4220208-7382001
10338829 | 4220208-7382006
10336562 | 4220208-7382016
10522258 | 4220208-7383692
10526025 | 4220208-7383695
10526167 | 4220208-7383699
11189095 | 4220208-7387986
10826859 | 4220208-7388021
11187475 | 4220208-7388031
10826724 | 4220208-7388072
10785593 | 4220208-7388073
10526293 | 4220208-7390950
10526636 | 4220208-7390964
10452016 | 4220208-7390965
10452440 | 4220208-7390968
10633891 | 4220208-7392263
10526424 | 4220208-7392278
10785299 | 4220208-7392280
10785427 | 4220208-7392281
10526834 | 4220208-7392282
10826585 | 4220208-7392283
10451057 | 4220208-7395026
10826471 | 4220208-7395029
10768112 | 4220208-7395036
10897071 | 4220208-7395039
10826413 | 4220208-7397577
10526932 | 4220208-7397578
10796921 | 4220208-7397588
10335373 | 4220208-7398013
10333408 | 4220208-7400869
10336392 | 4220208-7404960
10334336 | 4220208-7404990
10527200 | 4220208-7405229
11188196 | 4220208-7405559
10945174 | 4220208-7410078
10352413 | 4220208-7412815
10451187 | 4220208-7424322
10383866 | 4220208-7425031
10451478 | 4220208-7425466
10451595 | 4220208-7428970
10452144 | 4220208-7431822
11188144 | 4220208-7433701
10383920 | 4220208-7437332
11188532 | 4220208-7439248
10451739 | 4220208-7444059
11188738 | 4220208-7455999
11189354 | 4220208-7456454
10945333 | 4220208-7465394
11189241 | 4220208-7476183
10435255 | 4220208-8077661
10436552 | 4220208-8077677
10331791 | 4220208-8206186
10329920 | 4220208-8215500
10330326 | 4220208-8215501
10337134 | 4220208-8215503
10330728 | 4220208-8231379
10331350 | 4220208-8231383
10432645 | 4220208-8240433
10496790 | 4220208-8240442
10339947 | 4220208-8240448
10337698 | 4220208-8283947
10335538 | 4220208-8283972
10341170 | 4220208-8283984
10337874 | 4220208-8283990
10339388 | 4220208-8284054
10338087 | 4220208-8284074
10337831 | 4220208-8284081
10335554 | 4220208-8284096
10337996 | 4220208-8284109
10433690 | 4410100-7298503
10433689 | 4410102-7298503
10334111 | 4410102-7310717
10334161 | 4410102-7310722
10339520 | 4410102-7368917
10790350 | 4410102-7368921
10328797 | 4410102-7368945
10328850 | 4410102-7368949
10329964 | 4410102-7368950
10332601 | 4410102-7368951
10331472 | 4410102-7368952
10329669 | 4410102-7368953
10332543 | 4410102-7368955
10335336 | 4410102-7373222
10527132 | 4410102-7390964
10526373 | 4500110-7405229
10328852 | 4500140-7368949
10338833 | 4500140-7382006
10790351 | 4500151-7368921
10335337 | 4500151-7373222
11187411 | 4500157-7344369
10826881 | 4500192-7390964
10383971 | 4500192-7437332
10451578 | 4500192-7444059
10450943 | 4500193-7368955
10451583 | 4500193-7444059
10451588 | 4500194-7444059
10334471 | 4500202-7425031
10513287 | 4500203-7368952
10339707 | 4500259-7364338
10339843 | 4500259-7368894
10797208 | 4500259-7397588
10339844 | 4500260-7368894
10796959 | 4500260-7397588
10335371 | 4500285-7398013
10335375 | 4500286-7398013
10333410 | 4500286-7400869
10334338 | 4500286-7404990
10335370 | 4500287-7398013
10333412 | 4500287-7400869
10334340 | 4500287-7404990
10526376 | 4500287-7405229
10334026 | 4500297-7185644
10436567 | 4500297-8077677
10338088 | 4500297-8284074
10437562 | 4500298-7153574
10778591 | 4500298-7153798
10340726 | 4500298-7171379
10334027 | 4500298-7185644
10471534 | 4500298-7345564
10471552 | 4500298-7345565
10471568 | 4500298-7345566
10471589 | 4500298-7345567
10471616 | 4500298-7345568
10335119 | 4500298-7361860
10333415 | 4500298-7400869
10598218 | 4500298-7444059
10436580 | 4500298-8077677
10339948 | 4500298-8240448
10338089 | 4500298-8284074
10334030 | 4500299-7185644
10497305 | 4500299-7341808
10988477 | 4500299-7345547
10988394 | 4500299-7345548
10988616 | 4500299-7345549
10988611 | 4500299-7345550
10988784 | 4500299-7345551
10497461 | 4500299-7345555
10497400 | 4500299-7345556
10497944 | 4500299-7345557
10944967 | 4500299-7345558
10634114 | 4500299-7345564
10634410 | 4500299-7345565
10634242 | 4500299-7345566
10634151 | 4500299-7345567
10634446 | 4500299-7345568
10989003 | 4500299-7345570
10989050 | 4500299-7345571
10790344 | 4500299-8240442
10338090 | 4500299-8284074
10497313 | 4500300-7341808
10497298 | 4500301-7341808
10988962 | 4500324-7345571
10439160 | 4500353-10089223
10432752 | 4500353-7011443
10328062 | 4500353-7011445
10329301 | 4500353-7277654
10435300 | 4500353-7292807
10433464 | 4500353-7295731
10471231 | 4500353-7306108
10334114 | 4500353-7310717
10334162 | 4500353-7310722
10335122 | 4500353-7361860
10329919 | 4500353-8215500
10330330 | 4500353-8215501
10439163 | 4500354-10089223
10440019 | 4500354-10089225
10328576 | 4500354-7011442
10435476 | 4500354-7011444
10328065 | 4500354-7011445
10438396 | 4500354-7128425
10437564 | 4500354-7153574
10433340 | 4500354-7153753
10778602 | 4500354-7153798
10452483 | 4500354-7154686
10330833 | 4500354-7171385
10331016 | 4500354-7171386
10336170 | 4500354-7171387
10436272 | 4500354-7179288
10341388 | 4500354-7185643
10341276 | 4500354-7185646
10525955 | 4500354-7221394
10451335 | 4500354-7221400
10513259 | 4500354-7221402
10338977 | 4500354-7269686
10329304 | 4500354-7277654
10331916 | 4500354-7291150
10438246 | 4500354-7291796
10435296 | 4500354-7292807
10433307 | 4500354-7295015
10438238 | 4500354-7295629
10329606 | 4500354-7295693
10434389 | 4500354-7295699
10330852 | 4500354-7295708
10332125 | 4500354-7295716
10330187 | 4500354-7295721
10433006 | 4500354-7295727
10433466 | 4500354-7295731
10335653 | 4500354-7295737
10336258 | 4500354-7295748
10332272 | 4500354-7295751
10438513 | 4500354-7295757
10435047 | 4500354-7295762
10435322 | 4500354-7295768
10434202 | 4500354-7298497
10433811 | 4500354-7298501
10471244 | 4500354-7306108
10334117 | 4500354-7310717
10333033 | 4500354-7310719
10333806 | 4500354-7310721
10334163 | 4500354-7310722
10337033 | 4500354-7310723
10332730 | 4500354-7310724
10438987 | 4500354-7311331
10434804 | 4500354-7312843
10436139 | 4500354-7313017
10434366 | 4500354-7321668
10436929 | 4500354-7325290
10329749 | 4500354-7339340
10336067 | 4500354-7344369
10436634 | 4500354-7358178
10339643 | 4500354-7359859
10335125 | 4500354-7361860
10339845 | 4500354-7368894
10339523 | 4500354-7368917
10335325 | 4500354-7368921
10339174 | 4500354-7368940
10328799 | 4500354-7368945
10329442 | 4500354-7368948
10328854 | 4500354-7368949
10329965 | 4500354-7368950
10332607 | 4500354-7368951
10331545 | 4500354-7368952
10329671 | 4500354-7368953
10332448 | 4500354-7368955
10335322 | 4500354-7373222
10337210 | 4500354-7381991
10334692 | 4500354-7382001
10338835 | 4500354-7382006
10339102 | 4500354-7382011
10450999 | 4500354-7382016
10336911 | 4500354-7383692
10336627 | 4500354-7383695
10336628 | 4500354-7383699
11187700 | 4500354-7387986
10826654 | 4500354-7388021
11187461 | 4500354-7388031
11187893 | 4500354-7388049
10387415 | 4500354-7388061
10826681 | 4500354-7388072
10785761 | 4500354-7388073
10336940 | 4500354-7390950
10336543 | 4500354-7390964
10336698 | 4500354-7390965
10336727 | 4500354-7390968
10338496 | 4500354-7392263
10340149 | 4500354-7392278
10340927 | 4500354-7392280
10338511 | 4500354-7392281
10340165 | 4500354-7392282
10338524 | 4500354-7392283
10340181 | 4500354-7395026
10338545 | 4500354-7395029
10340654 | 4500354-7395032
10340671 | 4500354-7395036
10340696 | 4500354-7395039
10339782 | 4500354-7397577
10339799 | 4500354-7397578
10336739 | 4500354-7397580
10797103 | 4500354-7397607
11188318 | 4500354-7398013
10503795 | 4500354-7400868
10333417 | 4500354-7400869
10336394 | 4500354-7404960
10334342 | 4500354-7404990
10526377 | 4500354-7405229
10988869 | 4500354-7405542
11188100 | 4500354-7405559
10340907 | 4500354-7405852
10340941 | 4500354-7405861
10945272 | 4500354-7410078
10329181 | 4500354-7412815
10339509 | 4500354-7424322
10334541 | 4500354-7425031
10337314 | 4500354-7425466
10330820 | 4500354-7428970
10330798 | 4500354-7430884
10634069 | 4500354-7431009
10335993 | 4500354-7431822
10333996 | 4500354-7432041
11188038 | 4500354-7433701
10336010 | 4500354-7437332
11188916 | 4500354-7439248
10339651 | 4500354-7444059
11189275 | 4500354-7455999
11189148 | 4500354-7456454
10945106 | 4500354-7465394
11189588 | 4500354-7476183
10329921 | 4500354-8215500
10330334 | 4500354-8215501
10452367 | 4500354-8231383
10790343 | 4500354-8240442
10341171 | 4500354-8283984
10496913 | 4500354-8284054
10335555 | 4500354-8284096
10338000 | 4500354-8284109
10439165 | 4500355-10089223
10440020 | 4500355-10089225
10328579 | 4500355-7011442
10432652 | 4500355-7017210
10336171 | 4500355-7171387
10451338 | 4500355-7221400
10439327 | 4500355-7273661
10329302 | 4500355-7277654
10331918 | 4500355-7291150
10438253 | 4500355-7291796
10435303 | 4500355-7292807
10438244 | 4500355-7295629
10329608 | 4500355-7295693
10330853 | 4500355-7295708
10332130 | 4500355-7295716
10330188 | 4500355-7295721
10433421 | 4500355-7295731
10335654 | 4500355-7295737
10336260 | 4500355-7295748
10332270 | 4500355-7295751
10438515 | 4500355-7295757
10334121 | 4500355-7310717
10333034 | 4500355-7310719
10333808 | 4500355-7310721
10334164 | 4500355-7310722
10337035 | 4500355-7310723
10332734 | 4500355-7310724
10438988 | 4500355-7311331
10436142 | 4500355-7313017
10434342 | 4500355-7321668
10436932 | 4500355-7325290
10336068 | 4500355-7344369
10436641 | 4500355-7358178
10335106 | 4500355-7361860
10341046 | 4500355-7368894
10328853 | 4500355-7368949
10332604 | 4500355-7368951
10331544 | 4500355-7368952
10333230 | 4500355-7368954
10332450 | 4500355-7368955
10335328 | 4500355-7373222
10334681 | 4500355-7382001
10338840 | 4500355-7382006
10336914 | 4500355-7383692
10336630 | 4500355-7383695
10336629 | 4500355-7383699
11187704 | 4500355-7387986
11187467 | 4500355-7388031
10826683 | 4500355-7388072
10785760 | 4500355-7388073
10633967 | 4500355-7392263
10340150 | 4500355-7392278
10340166 | 4500355-7392282
10338528 | 4500355-7392283
10340656 | 4500355-7395032
10340673 | 4500355-7395036
10339783 | 4500355-7397577
10339800 | 4500355-7397578
10336742 | 4500355-7397580
10797107 | 4500355-7397607
11188319 | 4500355-7398013
10333420 | 4500355-7400869
10336396 | 4500355-7404960
10334344 | 4500355-7404990
10526372 | 4500355-7405229
11188098 | 4500355-7405559
10329174 | 4500355-7412815
10451289 | 4500355-7424322
10334544 | 4500355-7425031
10337316 | 4500355-7425466
10330822 | 4500355-7428970
10330800 | 4500355-7430884
10634080 | 4500355-7431009
10335995 | 4500355-7431822
10333998 | 4500355-7432041
11188041 | 4500355-7433701
10336012 | 4500355-7437332
10339653 | 4500355-7444059
11189277 | 4500355-7455999
11189154 | 4500355-7456454
10945107 | 4500355-7465394
11189587 | 4500355-7476183
10329923 | 4500355-8215500
10330336 | 4500355-8215501
10341172 | 4500355-8283984
10451341 | 4500356-7221400
10329306 | 4500356-7277654
10331921 | 4500356-7291150
10438262 | 4500356-7291796
10329610 | 4500356-7295693
10330854 | 4500356-7295708
10336259 | 4500356-7295748
10435049 | 4500356-7295762
10333810 | 4500356-7310721
10436937 | 4500356-7325290
10436747 | 4500356-7358178
10341047 | 4500356-7368894
10340655 | 4500356-7395032
10339784 | 4500356-7397577
10336744 | 4500356-7397580
10526380 | 4500356-7405229
10451577 | 4500356-7444059
10329925 | 4500356-8215500
10330328 | 4500356-8215501
10436631 | 4500357-7358178
10339105 | 4500357-7382011
10598217 | 4500357-7444059
10945105 | 4500357-7465394
10329927 | 4500357-8215500
10330048 | 4500357-8215501
10440099 | 4500358-10089814
10334119 | 4500359-7310717
10337037 | 4500359-7310723
10334122 | 4500361-7310717
10333035 | 4500361-7310719
10335105 | 4500361-7361860
10339526 | 4500361-7368917
10450910 | 4500361-7368940
10513126 | 4500361-7368948
10450917 | 4500361-7368953
10450941 | 4500361-7368955
10338842 | 4500361-7382006
10339108 | 4500361-7382011
10336912 | 4500361-7383692
11187465 | 4500361-7388031
11187894 | 4500361-7388049
10826685 | 4500361-7388072
10785248 | 4500361-7390950
10452278 | 4500361-7390965
10633859 | 4500361-7392278
10785331 | 4500361-7392280
10340167 | 4500361-7392282
10329177 | 4500361-7412815
10334545 | 4500361-7425031
10451462 | 4500361-7425466
10451902 | 4500361-7431822
11188040 | 4500361-7433701
11188872 | 4500361-7439248
11189158 | 4500361-7456454
11189568 | 4500361-7476183
10450942 | 4500362-7368955
10435299 | 4500363-7292807
10337039 | 4500363-7310723
10450918 | 4500363-7368953
10526119 | 4500363-7383695
10337318 | 4500363-7425466
10451580 | 4500364-7444059
10331914 | 4500365-7291150
10435679 | 4500366-8077678
10338594 | 4500367-7153749
10435306 | 4500367-7292807
10435687 | 4500367-8077678
10339713 | 4500377-7364338
10341048 | 4500377-7368894
10797206 | 4500377-7397588
10785732 | 4500377-7410032
10826361 | 4500377-7410050
10341049 | 4500378-7368894
10338844 | 4500378-7382006
10339099 | 4500378-7382011
10797094 | 4500378-7397588
10340908 | 4500378-7405852
10340942 | 4500378-7405861
10785734 | 4500378-7410032
10352359 | 4500379-7368894
10796957 | 4500379-7397588
10339710 | 4500380-7364338
10329966 | 4500400-7368950
10525975 | 4500400-7373222
10826653 | 4500400-7388021
10768054 | 4500400-7390968
10383867 | 4500423-7368950
10334472 | 4500423-7425031
10432759 | 4500460-7011443
10826679 | 4500464-7388072
10353213 | 4500472-7345570
10353194 | 4500472-7345571
11188458 | 4500492-7370810
11188464 | 4500494-7370810
10439167 | 4500497-10089223
10432760 | 4500497-7011443
10439162 | 4500498-10089222
10383974 | 4500498-7437332
10335146 | 4500501-7373222
10452328 | 4500501-7390968
10336144 | 4500521-7344369
10440102 | 4504908-10089814
10437566 | 4504908-7153574
10341050 | 4504908-7368894
10335147 | 4504908-7373222
10797059 | 4504908-7397607
10330730 | 4504908-8231379
10778484 | 4505004-7221394
10440312 | 4505077-10089142
10437314 | 4505077-7017189
10437836 | 4505077-7017207
10440034 | 4505077-7153571
11187324 | 4505077-7221394
10332738 | 4505077-7310724
10335108 | 4505077-7361860
10527025 | 4505077-7405229
10331351 | 4505077-8231383
11187326 | 4505202-7221394
10330189 | 4506507-7295721
10438518 | 4506507-7295757
10336172 | 4508404-7171387
10331924 | 4508404-7291150
10451199 | 4508404-7424322
10451479 | 4508404-7425466
10338004 | 4508404-8284109
10451197 | 4508503-7424322
10339918 | 4508503-8240445
10337213 | 4508602-7381991
10439874 | 4508701-10089153
10439169 | 4508701-10089223
10440025 | 4508701-10089225
10439883 | 4508701-10093668
10440172 | 4508701-10093669
10440119 | 4508701-10093670
10440117 | 4508701-10093671
10440086 | 4508701-10093672
10440052 | 4508701-10093673
10333129 | 4508701-7011431
10328582 | 4508701-7011442
10432771 | 4508701-7011443
10435480 | 4508701-7011444
10328061 | 4508701-7011445
10434951 | 4508701-7011447
10437316 | 4508701-7017189
10437840 | 4508701-7017207
10432656 | 4508701-7017210
10440062 | 4508701-7153571
10437568 | 4508701-7153574
10338598 | 4508701-7153749
10433342 | 4508701-7153753
10439503 | 4508701-7153769
10778507 | 4508701-7153796
10778369 | 4508701-7153798
10340192 | 4508701-7171375
10436048 | 4508701-7171378
10340728 | 4508701-7171379
10329041 | 4508701-7171380
10330834 | 4508701-7171385
10331019 | 4508701-7171386
10336237 | 4508701-7171387
10471654 | 4508701-7171393
10436278 | 4508701-7179288
10341387 | 4508701-7185643
10334031 | 4508701-7185644
10341279 | 4508701-7185646
10328341 | 4508701-7211641
10338851 | 4508701-7221394
10338871 | 4508701-7221400
10339662 | 4508701-7221402
10338978 | 4508701-7269686
10439328 | 4508701-7273661
10329310 | 4508701-7277654
10328504 | 4508701-7288425
10331912 | 4508701-7291150
10438273 | 4508701-7291796
10435309 | 4508701-7292807
10433291 | 4508701-7295015
10438243 | 4508701-7295629
10329612 | 4508701-7295693
10434395 | 4508701-7295699
10330855 | 4508701-7295708
10332131 | 4508701-7295716
10330191 | 4508701-7295721
10433008 | 4508701-7295727
10433431 | 4508701-7295731
10335655 | 4508701-7295737
10336261 | 4508701-7295748
10332273 | 4508701-7295751
10438514 | 4508701-7295757
10435050 | 4508701-7295762
10435329 | 4508701-7295768
10437138 | 4508701-7296993
10434227 | 4508701-7298497
10433814 | 4508701-7298501
10433894 | 4508701-7298502
10433692 | 4508701-7298503
10471118 | 4508701-7306108
10331608 | 4508701-7307014
10437244 | 4508701-7307513
10439211 | 4508701-7307555
10334118 | 4508701-7310717
10333036 | 4508701-7310719
10333813 | 4508701-7310721
10334165 | 4508701-7310722
10337041 | 4508701-7310723
10332740 | 4508701-7310724
10438989 | 4508701-7311331
10434808 | 4508701-7312843
10439967 | 4508701-7312880
10436145 | 4508701-7313017
10435579 | 4508701-7321668
10436943 | 4508701-7325290
10329750 | 4508701-7339340
10497331 | 4508701-7341808
10336069 | 4508701-7344369
10471813 | 4508701-7345547
10471842 | 4508701-7345548
10471869 | 4508701-7345549
10471893 | 4508701-7345550
10471900 | 4508701-7345551
10471682 | 4508701-7345555
10471712 | 4508701-7345556
10471752 | 4508701-7345557
10471781 | 4508701-7345558
10471535 | 4508701-7345564
10471556 | 4508701-7345565
10471572 | 4508701-7345566
10471593 | 4508701-7345567
10471603 | 4508701-7345568
10353201 | 4508701-7345570
10353187 | 4508701-7345571
10436633 | 4508701-7358178
10339635 | 4508701-7359859
10335109 | 4508701-7361860
10339529 | 4508701-7368917
10335149 | 4508701-7368921
10339171 | 4508701-7368940
10328801 | 4508701-7368945
10329047 | 4508701-7368948
10328855 | 4508701-7368949
10329967 | 4508701-7368950
10332610 | 4508701-7368951
10331473 | 4508701-7368952
10329672 | 4508701-7368953
10333232 | 4508701-7368954
10332449 | 4508701-7368955
11188715 | 4508701-7370810
10335148 | 4508701-7373222
10337216 | 4508701-7381991
10334685 | 4508701-7382001
10338845 | 4508701-7382006
10339101 | 4508701-7382011
10336561 | 4508701-7382016
10336915 | 4508701-7383692
10336609 | 4508701-7383695
10336632 | 4508701-7383699
11189057 | 4508701-7387986
10826789 | 4508701-7388021
11187486 | 4508701-7388031
11187593 | 4508701-7388049
10387420 | 4508701-7388061
10826750 | 4508701-7388072
10785601 | 4508701-7388073
10336942 | 4508701-7390950
10336544 | 4508701-7390964
10336689 | 4508701-7390965
10336731 | 4508701-7390968
10338483 | 4508701-7392263
10340151 | 4508701-7392278
10340928 | 4508701-7392280
10338500 | 4508701-7392281
10340168 | 4508701-7392282
10338516 | 4508701-7392283
10340182 | 4508701-7395026
10338530 | 4508701-7395029
10340657 | 4508701-7395032
10340675 | 4508701-7395036
10340698 | 4508701-7395039
10339785 | 4508701-7397577
10339801 | 4508701-7397578
10338246 | 4508701-7397580
10797099 | 4508701-7397607
10335374 | 4508701-7398013
10503845 | 4508701-7400868
10333422 | 4508701-7400869
10336399 | 4508701-7404960
10334329 | 4508701-7404990
10527029 | 4508701-7405229
10988811 | 4508701-7405542
11188213 | 4508701-7405559
10340909 | 4508701-7405852
10340943 | 4508701-7405861
10329179 | 4508701-7412815
10339510 | 4508701-7424322
10334473 | 4508701-7425031
10337321 | 4508701-7425466
10330824 | 4508701-7428970
10330802 | 4508701-7430884
10335997 | 4508701-7431822
10334000 | 4508701-7432041
11188154 | 4508701-7433701
10336014 | 4508701-7437332
11188542 | 4508701-7439248
10896879 | 4508701-7440860
10339652 | 4508701-7444059
11188751 | 4508701-7455999
11189368 | 4508701-7456454
10945342 | 4508701-7465394
11189197 | 4508701-7476183
11188404 | 4508701-7500636
10331794 | 4508701-8206186
10329929 | 4508701-8215500
10330047 | 4508701-8215501
10330732 | 4508701-8231379
10331352 | 4508701-8231383
10496812 | 4508701-8240442
10440316 | 4509006-10089142
10440035 | 4509006-10089150
10439877 | 4509006-10089153
10439164 | 4509006-10089222
10440027 | 4509006-10089225
10439885 | 4509006-10093668
10440177 | 4509006-10093669
10440123 | 4509006-10093670
10440121 | 4509006-10093671
10440088 | 4509006-10093672
10440056 | 4509006-10093673
10437315 | 4509006-7017189
10437844 | 4509006-7017207
10432667 | 4509006-7017210
10440032 | 4509006-7153571
10437570 | 4509006-7153574
10328344 | 4509006-7211641
10338850 | 4509006-7221394
10338869 | 4509006-7221400
10439330 | 4509006-7273661
10329314 | 4509006-7277654
10331913 | 4509006-7291150
10438295 | 4509006-7291796
10435317 | 4509006-7292807
10438245 | 4509006-7295629
10434401 | 4509006-7295699
10330856 | 4509006-7295708
10332135 | 4509006-7295716
10330190 | 4509006-7295721
10433010 | 4509006-7295727
10433440 | 4509006-7295731
10335656 | 4509006-7295737
10433806 | 4509006-7298501
10433903 | 4509006-7298502
10433688 | 4509006-7298503
10471145 | 4509006-7306108
10334123 | 4509006-7310717
10333037 | 4509006-7310719
10333815 | 4509006-7310721
10334166 | 4509006-7310722
10337042 | 4509006-7310723
10332742 | 4509006-7310724
10436147 | 4509006-7313017
10435582 | 4509006-7321668
10436949 | 4509006-7325290
10497304 | 4509006-7341808
10436637 | 4509006-7358178
10335111 | 4509006-7361860
10339532 | 4509006-7368917
10335151 | 4509006-7368921
10339175 | 4509006-7368940
10329674 | 4509006-7368953
10332451 | 4509006-7368955
10335150 | 4509006-7373222
10768124 | 4509006-7395036
10503847 | 4509006-7400868
10527027 | 4509006-7405229
10334474 | 4509006-7425031
10337323 | 4509006-7425466
11188544 | 4509006-7439248
10329931 | 4509006-8215500
10330046 | 4509006-8215501
10330734 | 4509006-8231379
10331353 | 4509006-8231383
10438924 | 4509808-7329489
10436966 | 4518007-6802284
10437317 | 4518007-7017189
10437850 | 4518007-7017207
10432678 | 4518007-7017210
10438296 | 4518007-7085078
10333853 | 4518007-7142247
10440036 | 4518007-7153571
10437572 | 4518007-7153574
10338588 | 4518007-7153749
10433345 | 4518007-7153753
10439504 | 4518007-7153769
10778509 | 4518007-7153796
10778418 | 4518007-7153798
10330835 | 4518007-7171385
10331022 | 4518007-7171386
10336239 | 4518007-7171387
10471655 | 4518007-7171393
10436266 | 4518007-7179288
10341280 | 4518007-7185646
10328345 | 4518007-7211641
10451431 | 4518007-7221400
10435981 | 4518007-7228760
10338982 | 4518007-7269686
10329307 | 4518007-7277654
10331915 | 4518007-7291150
10438265 | 4518007-7291796
10435312 | 4518007-7292807
10433298 | 4518007-7295015
10438248 | 4518007-7295629
10329614 | 4518007-7295693
10434393 | 4518007-7295699
10330857 | 4518007-7295708
10332138 | 4518007-7295716
10330192 | 4518007-7295721
10433014 | 4518007-7295727
10433446 | 4518007-7295731
10335657 | 4518007-7295737
10336262 | 4518007-7295748
10332276 | 4518007-7295751
10438517 | 4518007-7295757
10435051 | 4518007-7295762
10435333 | 4518007-7295768
10434229 | 4518007-7298497
10433809 | 4518007-7298501
10433907 | 4518007-7298502
10433691 | 4518007-7298503
10471238 | 4518007-7306108
10331610 | 4518007-7307014
10437249 | 4518007-7307513
10439208 | 4518007-7307555
10471117 | 4518007-7309902
10334124 | 4518007-7310717
10332746 | 4518007-7310719
10333817 | 4518007-7310721
10334167 | 4518007-7310722
10337043 | 4518007-7310723
10332744 | 4518007-7310724
10439073 | 4518007-7311331
10434810 | 4518007-7312843
10439971 | 4518007-7312880
10436141 | 4518007-7313017
10435586 | 4518007-7321668
10436934 | 4518007-7325290
10329751 | 4518007-7339340
10336070 | 4518007-7344369
10988700 | 4518007-7345550
10944873 | 4518007-7345556
10497580 | 4518007-7345557
10989019 | 4518007-7345571
10436635 | 4518007-7358178
10339638 | 4518007-7359859
10335115 | 4518007-7361860
10339716 | 4518007-7364338
10337395 | 4518007-7367010
10341051 | 4518007-7368894
10339535 | 4518007-7368917
10335153 | 4518007-7368921
10339172 | 4518007-7368940
10328803 | 4518007-7368945
10329048 | 4518007-7368948
10328858 | 4518007-7368949
10329968 | 4518007-7368950
10332612 | 4518007-7368951
10331474 | 4518007-7368952
10329676 | 4518007-7368953
10333234 | 4518007-7368954
10332452 | 4518007-7368955
10335152 | 4518007-7373222
10337219 | 4518007-7381991
10334687 | 4518007-7382001
10338826 | 4518007-7382006
10339104 | 4518007-7382011
10336564 | 4518007-7382016
10526053 | 4518007-7383695
11189068 | 4518007-7387986
11187616 | 4518007-7388049
11187765 | 4518007-7388061
11189069 | 4518007-7388073
10526312 | 4518007-7390950
10526650 | 4518007-7390964
10452059 | 4518007-7390965
10452444 | 4518007-7390968
10526447 | 4518007-7392278
10526839 | 4518007-7392282
10451059 | 4518007-7395026
10526942 | 4518007-7397578
10526775 | 4518007-7397580
10796939 | 4518007-7397588
10797072 | 4518007-7397607
10335372 | 4518007-7398013
10503854 | 4518007-7400868
10333425 | 4518007-7400869
10336401 | 4518007-7404960
10334331 | 4518007-7404990
10527035 | 4518007-7405229
10988804 | 4518007-7405542
10945199 | 4518007-7410078
10329182 | 4518007-7412815
10451204 | 4518007-7424322
10334478 | 4518007-7425031
10337325 | 4518007-7425466
10451606 | 4518007-7428970
10451806 | 4518007-7430884
10634051 | 4518007-7431009
10452185 | 4518007-7431822
10451966 | 4518007-7432041
11188168 | 4518007-7433701
10383926 | 4518007-7437332
11188553 | 4518007-7439248
10896881 | 4518007-7440860
10451754 | 4518007-7444059
11188843 | 4518007-7455999
11189447 | 4518007-7456454
10945347 | 4518007-7465394
11189200 | 4518007-7476183
10383955 | 4518007-8231379
10338091 | 4518007-8284074
10334033 | 4518106-7185644
10334335 | 4518106-7404990
10598203 | 4518106-7444059
10435917 | 4518205-7061259
10438301 | 4518205-7085078
10332443 | 4518205-7159921
10436050 | 4518205-7171378
10341390 | 4518205-7185643
10334036 | 4518205-7185644
10340617 | 4518205-7195726
10340752 | 4518205-7195730
10437650 | 4518205-7209287
10331308 | 4518205-7264221
10330432 | 4518205-7266485
10338979 | 4518205-7269686
10331105 | 4518205-7272475
10338903 | 4518205-7275333
10340311 | 4518205-7276087
10329311 | 4518205-7277654
10439734 | 4518205-7280426
10332964 | 4518205-7283610
10437077 | 4518205-7284503
10331917 | 4518205-7291150
10438277 | 4518205-7291796
10435320 | 4518205-7292807
10433303 | 4518205-7295015
10438252 | 4518205-7295629
10329616 | 4518205-7295693
10434398 | 4518205-7295699
10330858 | 4518205-7295708
10332139 | 4518205-7295716
10330193 | 4518205-7295721
10433016 | 4518205-7295727
10433423 | 4518205-7295731
10335658 | 4518205-7295737
10336264 | 4518205-7295748
10332279 | 4518205-7295751
10438520 | 4518205-7295757
10435054 | 4518205-7295762
10435342 | 4518205-7295768
10340972 | 4518205-7297794
10434241 | 4518205-7298497
10433812 | 4518205-7298501
10433898 | 4518205-7298502
10433694 | 4518205-7298503
10471261 | 4518205-7306108
10437253 | 4518205-7307513
10439225 | 4518205-7307555
10334128 | 4518205-7310717
10332845 | 4518205-7310719
10333819 | 4518205-7310721
10334168 | 4518205-7310722
10336746 | 4518205-7310723
10332723 | 4518205-7310724
10438990 | 4518205-7311331
10434813 | 4518205-7312843
10436144 | 4518205-7313017
10435589 | 4518205-7321668
10436939 | 4518205-7325290
10341597 | 4518205-7325526
10341936 | 4518205-7333010
10341521 | 4518205-7334654
10340422 | 4518205-7335354
10341655 | 4518205-7338294
10329752 | 4518205-7339340
10497151 | 4518205-7341808
10336071 | 4518205-7344369
10988612 | 4518205-7345551
10497474 | 4518205-7345556
10497419 | 4518205-7345557
10436638 | 4518205-7358178
10335112 | 4518205-7361860
10339719 | 4518205-7364338
10341052 | 4518205-7368894
10339539 | 4518205-7368917
10335155 | 4518205-7368921
10339176 | 4518205-7368940
10328805 | 4518205-7368945
10329046 | 4518205-7368948
10328856 | 4518205-7368949
10329969 | 4518205-7368950
10332615 | 4518205-7368951
10331475 | 4518205-7368952
10329677 | 4518205-7368953
10333221 | 4518205-7368954
10332453 | 4518205-7368955
10335154 | 4518205-7373222
10337222 | 4518205-7381991
10334691 | 4518205-7382001
10338830 | 4518205-7382006
10339107 | 4518205-7382011
10336566 | 4518205-7382016
10522202 | 4518205-7383692
10525977 | 4518205-7383695
10526125 | 4518205-7383699
11189060 | 4518205-7387986
11187596 | 4518205-7388049
11187762 | 4518205-7388061
11189067 | 4518205-7388073
10526276 | 4518205-7390950
10526589 | 4518205-7390964
10452331 | 4518205-7390965
10452370 | 4518205-7390968
10526385 | 4518205-7392278
10526511 | 4518205-7392282
10451003 | 4518205-7395026
10526903 | 4518205-7397578
10526741 | 4518205-7397580
10796861 | 4518205-7397588
10797110 | 4518205-7397607
10335376 | 4518205-7398013
10503689 | 4518205-7400868
10333409 | 4518205-7400869
10336403 | 4518205-7404960
10334337 | 4518205-7404990
10527139 | 4518205-7405229
10988782 | 4518205-7405542
10785528 | 4518205-7410032
10826157 | 4518205-7410050
10945136 | 4518205-7410078
10329176 | 4518205-7412815
10451139 | 4518205-7424322
10334475 | 4518205-7425031
10337312 | 4518205-7425466
10451470 | 4518205-7428970
10451667 | 4518205-7430884
10451894 | 4518205-7431822
10451906 | 4518205-7432041
11188166 | 4518205-7433701
10383883 | 4518205-7437332
11188046 | 4518205-7439248
10896852 | 4518205-7440860
10452007 | 4518205-7444059
11188900 | 4518205-7455999
11189279 | 4518205-7456454
10497368 | 4518205-7459038
10945286 | 4518205-7465394
11188455 | 4518205-7466895
11189153 | 4518205-7476183
11188399 | 4518205-7500636
10496752 | 4518205-8240442
10338276 | 4518205-8283940
10337876 | 4518205-8283990
10436309 | 4518205-8305049
10338983 | 4518502-7269686
10331920 | 4518502-7291150
10438523 | 4518502-7295757
10336072 | 4518502-7344369
10338834 | 4518502-7382006
10331354 | 4518700-8231383
10328190 | 4519005-7082027
10438286 | 4519005-7085078
10341283 | 4519005-7185646
10340621 | 4519005-7195726
10329315 | 4519005-7277654
11187337 | 4519005-7283610
10331923 | 4519005-7291150
10438302 | 4519005-7291796
10433311 | 4519005-7295015
10438254 | 4519005-7295629
10329618 | 4519005-7295693
10434403 | 4519005-7295699
10330860 | 4519005-7295708
10332142 | 4519005-7295716
10330194 | 4519005-7295721
10433018 | 4519005-7295727
10433433 | 4519005-7295731
10335659 | 4519005-7295737
10336263 | 4519005-7295748
10332271 | 4519005-7295751
10438526 | 4519005-7295757
10435056 | 4519005-7295762
10435351 | 4519005-7295768
10434234 | 4519005-7298497
10433815 | 4519005-7298501
10433897 | 4519005-7298502
10433698 | 4519005-7298503
10471259 | 4519005-7306108
10437256 | 4519005-7307513
10471122 | 4519005-7309902
10334132 | 4519005-7310717
10332747 | 4519005-7310719
10333824 | 4519005-7310721
10334169 | 4519005-7310722
10336747 | 4519005-7310723
10332727 | 4519005-7310724
10438991 | 4519005-7311331
10434817 | 4519005-7312843
10436151 | 4519005-7313017
10435593 | 4519005-7321668
10436945 | 4519005-7325290
10329753 | 4519005-7339340
11187389 | 4519005-7344369
10497493 | 4519005-7345555
10497688 | 4519005-7345556
10945110 | 4519005-7345565
10436642 | 4519005-7358178
10335114 | 4519005-7361860
10341053 | 4519005-7368894
10338646 | 4519005-7368917
10335157 | 4519005-7368921
10339180 | 4519005-7368940
10328807 | 4519005-7368945
10328859 | 4519005-7368949
10329970 | 4519005-7368950
10332609 | 4519005-7368951
10331476 | 4519005-7368952
10329673 | 4519005-7368953
10332454 | 4519005-7368955
10335156 | 4519005-7373222
10337225 | 4519005-7381991
10522260 | 4519005-7383692
10526044 | 4519005-7383695
10526188 | 4519005-7383699
11189063 | 4519005-7387986
10826793 | 4519005-7388021
11187488 | 4519005-7388031
11187572 | 4519005-7388049
11187764 | 4519005-7388061
10826753 | 4519005-7388072
10526310 | 4519005-7390950
10526652 | 4519005-7390964
10452050 | 4519005-7390965
10452446 | 4519005-7390968
10526446 | 4519005-7392278
10785308 | 4519005-7392280
10785465 | 4519005-7392281
10526836 | 4519005-7392282
10826466 | 4519005-7392283
10451064 | 4519005-7395026
10826500 | 4519005-7395029
10768125 | 4519005-7395036
10897005 | 4519005-7395039
10826429 | 4519005-7397577
10526973 | 4519005-7397578
10526777 | 4519005-7397580
10796936 | 4519005-7397588
10335380 | 4519005-7398013
10503849 | 4519005-7400868
10333411 | 4519005-7400869
10336405 | 4519005-7404960
10334339 | 4519005-7404990
10527028 | 4519005-7405229
11189456 | 4519005-7405542
11188217 | 4519005-7405559
10785624 | 4519005-7410032
10945198 | 4519005-7410078
10451201 | 4519005-7424322
10334476 | 4519005-7425031
10337313 | 4519005-7425466
10451605 | 4519005-7428970
10452177 | 4519005-7431822
10451962 | 4519005-7432041
11188158 | 4519005-7433701
10451984 | 4519005-7437332
11188603 | 4519005-7439248
10451761 | 4519005-7444059
11188810 | 4519005-7455999
11189370 | 4519005-7456454
10945345 | 4519005-7465394
11189236 | 4519005-7476183
10329933 | 4519005-8215500
10330049 | 4519005-8215501
11187327 | 4519302-7221394
10438889 | 4519401-7259712
10331926 | 4519401-7291150
10435315 | 4519401-7292807
10433019 | 4519401-7295727
10433441 | 4519401-7295731
10434251 | 4519401-7298497
10433899 | 4519401-7298502
10433695 | 4519401-7298503
10334136 | 4519401-7310717
10436155 | 4519401-7313017
10497604 | 4519401-7345557
10436648 | 4519401-7358178
10335117 | 4519401-7361860
10328809 | 4519401-7368945
10329049 | 4519401-7368948
10450927 | 4519401-7368955
10335158 | 4519401-7373222
10785274 | 4519401-7390950
10768080 | 4519401-7390965
10826467 | 4519401-7392283
10768126 | 4519401-7395036
10503846 | 4519401-7400868
10333414 | 4519401-7400869
10527032 | 4519401-7405229
10334477 | 4519401-7425031
11188547 | 4519401-7439248
10451764 | 4519401-7444059
11188819 | 4519401-7455999
10329922 | 4519401-8215500
10496814 | 4531919-8240442
10496811 | 4531927-8240442
10496813 | 4531935-8240442
10496817 | 4531950-8240442
10496815 | 4531968-8240442
10496816 | 4531984-8240442
10328192 | 4532016-7082027
10335159 | 4532016-7373222
10451755 | 4532016-7444059
10945343 | 4532016-7465394
10328194 | 4532073-7082027
10335160 | 4532073-7373222
10451758 | 4532073-7444059
10945344 | 4532073-7465394
10768228 | 4600002-7307923
10471133 | 4600002-7309902
10336735 | 4600002-7390968
11159719 | 4600002-7444378
10338092 | 4600002-8284074
10768227 | 4600004-7307923
10336738 | 4600004-7390968
10437319 | 4600151-7017189
10438289 | 4600151-7085078
10435323 | 4600151-7292807
10433699 | 4600151-7298503
10335120 | 4600151-7361860
10339722 | 4600151-7364338
10341054 | 4600151-7368894
10332613 | 4600151-7368951
10450920 | 4600151-7368955
11189602 | 4600151-7370810
10335161 | 4600151-7373222
10337205 | 4600151-7381991
10334680 | 4600151-7382001
10338839 | 4600151-7382006
10339109 | 4600151-7382011
11189021 | 4600151-7387986
11187609 | 4600151-7388049
10826906 | 4600151-7388072
10526610 | 4600151-7390964
10826443 | 4600151-7392283
10826254 | 4600151-7395029
10896988 | 4600151-7395039
10796891 | 4600151-7397588
10796985 | 4600151-7397607
10503778 | 4600151-7400868
10333418 | 4600151-7400869
10451698 | 4600151-7444059
11188836 | 4600151-7455999
10329924 | 4600151-8215500
10330050 | 4600151-8215501
10335162 | 4600193-7373222
10526319 | 4600193-7390950
10526654 | 4600193-7390964
10452054 | 4600193-7390965
10826472 | 4600193-7392283
10768130 | 4600193-7395036
10503860 | 4600193-7400868
10334479 | 4600193-7425031
11188554 | 4600193-7439248
10451765 | 4600193-7444059
11188821 | 4600193-7455999
11188471 | 4600602-7370810
11188454 | 4600604-7370810
11188459 | 4600605-7370810
10451299 | 4601019-7221400
10436968 | 4601902-6802284
10333132 | 4601902-7011431
10328585 | 4601902-7011442
10432764 | 4601902-7011443
10435487 | 4601902-7011444
10328064 | 4601902-7011445
10434955 | 4601902-7011447
10437321 | 4601902-7017189
10437856 | 4601902-7017207
10432690 | 4601902-7017210
10328196 | 4601902-7082027
10438292 | 4601902-7085078
10438400 | 4601902-7128425
10438600 | 4601902-7128432
10438637 | 4601902-7128434
10333847 | 4601902-7142247
10440038 | 4601902-7153571
10437558 | 4601902-7153574
10338592 | 4601902-7153749
10433317 | 4601902-7153753
10439505 | 4601902-7153769
10439713 | 4601902-7153771
10778501 | 4601902-7153796
10778366 | 4601902-7153798
10340193 | 4601902-7171375
10436052 | 4601902-7171378
10340731 | 4601902-7171379
10328975 | 4601902-7171380
10330836 | 4601902-7171385
10331025 | 4601902-7171386
10336173 | 4601902-7171387
10471656 | 4601902-7171393
10436274 | 4601902-7179288
10341389 | 4601902-7185643
10334038 | 4601902-7185644
10341286 | 4601902-7185646
10340618 | 4601902-7195726
10328347 | 4601902-7211641
10525878 | 4601902-7221394
10451408 | 4601902-7221400
10513211 | 4601902-7221402
10439921 | 4601902-7238726
10439383 | 4601902-7268332
10338988 | 4601902-7269686
10439333 | 4601902-7273661
10437181 | 4601902-7273669
10329319 | 4601902-7277654
10328507 | 4601902-7288425
10331927 | 4601902-7291150
10438305 | 4601902-7291796
10435326 | 4601902-7292807
10433315 | 4601902-7295015
10438261 | 4601902-7295629
10329605 | 4601902-7295693
10434410 | 4601902-7295699
10330859 | 4601902-7295708
10332145 | 4601902-7295716
10330197 | 4601902-7295721
10433020 | 4601902-7295727
10433451 | 4601902-7295731
10335660 | 4601902-7295737
10336265 | 4601902-7295748
10332274 | 4601902-7295751
10438529 | 4601902-7295757
10435058 | 4601902-7295762
10435361 | 4601902-7295768
10437139 | 4601902-7296993
10434257 | 4601902-7298497
10433807 | 4601902-7298501
10433902 | 4601902-7298502
10433696 | 4601902-7298503
10471268 | 4601902-7306108
10331597 | 4601902-7307014
10437245 | 4601902-7307513
10439212 | 4601902-7307555
10471124 | 4601902-7309902
10334125 | 4601902-7310717
10332748 | 4601902-7310719
10333818 | 4601902-7310721
10334241 | 4601902-7310722
10336748 | 4601902-7310723
10332731 | 4601902-7310724
10438992 | 4601902-7311331
10434821 | 4601902-7312843
10439972 | 4601902-7312880
10436159 | 4601902-7313017
10435594 | 4601902-7321668
10436951 | 4601902-7325290
10329754 | 4601902-7339340
10497279 | 4601902-7341808
10336073 | 4601902-7344369
10988320 | 4601902-7345547
10988560 | 4601902-7345548
10988429 | 4601902-7345549
10988697 | 4601902-7345550
10988659 | 4601902-7345551
10497481 | 4601902-7345555
10497710 | 4601902-7345556
10497569 | 4601902-7345557
10945004 | 4601902-7345558
10634236 | 4601902-7345564
10634482 | 4601902-7345565
10634260 | 4601902-7345566
10634363 | 4601902-7345567
10634287 | 4601902-7345568
10988909 | 4601902-7345570
10989013 | 4601902-7345571
10436652 | 4601902-7358178
10339641 | 4601902-7359859
10335118 | 4601902-7361860
10339703 | 4601902-7364338
10337442 | 4601902-7367010
10341055 | 4601902-7368894
10338740 | 4601902-7368917
10335164 | 4601902-7368921
10339177 | 4601902-7368940
10328796 | 4601902-7368945
10329052 | 4601902-7368948
10328857 | 4601902-7368949
10329971 | 4601902-7368950
10332616 | 4601902-7368951
10331477 | 4601902-7368952
10329675 | 4601902-7368953
10333223 | 4601902-7368954
10332455 | 4601902-7368955
11188650 | 4601902-7370810
10335163 | 4601902-7373222
10337208 | 4601902-7381991
10334683 | 4601902-7382001
10339246 | 4601902-7382006
10339112 | 4601902-7382011
10336569 | 4601902-7382016
10522255 | 4601902-7383692
10526031 | 4601902-7383695
10526182 | 4601902-7383699
11189053 | 4601902-7387986
10826775 | 4601902-7388021
11187480 | 4601902-7388031
11187614 | 4601902-7388049
11187761 | 4601902-7388061
10826858 | 4601902-7388072
10785731 | 4601902-7388073
10526309 | 4601902-7390950
10526643 | 4601902-7390964
10452032 | 4601902-7390965
10452435 | 4601902-7390968
10633893 | 4601902-7392263
10526441 | 4601902-7392278
10785448 | 4601902-7392280
10785444 | 4601902-7392281
10526837 | 4601902-7392282
10826463 | 4601902-7392283
10451066 | 4601902-7395026
10826484 | 4601902-7395029
10768113 | 4601902-7395036
10897046 | 4601902-7395039
10826419 | 4601902-7397577
10526940 | 4601902-7397578
10526768 | 4601902-7397580
10796927 | 4601902-7397588
10797026 | 4601902-7397607
10335377 | 4601902-7398013
10503838 | 4601902-7400868
10333421 | 4601902-7400869
10336407 | 4601902-7404960
10334341 | 4601902-7404990
10527115 | 4601902-7405229
10988799 | 4601902-7405542
11188207 | 4601902-7405559
10785606 | 4601902-7410032
10826250 | 4601902-7410050
10945180 | 4601902-7410078
10329180 | 4601902-7412815
10451186 | 4601902-7424322
10334480 | 4601902-7425031
10337315 | 4601902-7425466
10451600 | 4601902-7428970
10451804 | 4601902-7430884
10634050 | 4601902-7431009
10452165 | 4601902-7431822
10451967 | 4601902-7432041
11188150 | 4601902-7433701
10383919 | 4601902-7437332
11188601 | 4601902-7439248
10896876 | 4601902-7440860
10451753 | 4601902-7444059
11188745 | 4601902-7455999
11189360 | 4601902-7456454
10945338 | 4601902-7465394
11189237 | 4601902-7476183
10435258 | 4601902-8077661
10436556 | 4601902-8077677
10331797 | 4601902-8206186
10329926 | 4601902-8215500
10330051 | 4601902-8215501
10330735 | 4601902-8231379
10331355 | 4601902-8231383
10432655 | 4601902-8240433
10496808 | 4601902-8240442
10339922 | 4601902-8240445
10339949 | 4601902-8240448
10338277 | 4601902-8283940
10337700 | 4601902-8283947
10335540 | 4601902-8283972
10341173 | 4601902-8283984
10337878 | 4601902-8283990
10339390 | 4601902-8284054
10338093 | 4601902-8284074
10337835 | 4601902-8284081
10335558 | 4601902-8284096
10338008 | 4601902-8284109
10436275 | 4601902-8305049
10437561 | 4606505-7153574
10328348 | 4606505-7211641
10778483 | 4606505-7221394
10439334 | 4606505-7273661
10438310 | 4606505-7291796
10438264 | 4606505-7295629
10433905 | 4606505-7298502
10438993 | 4606505-7311331
10497293 | 4606505-7341808
10945034 | 4606505-7345564
10634245 | 4606505-7345566
10335121 | 4606505-7361860
10339706 | 4606505-7364338
10341056 | 4606505-7368894
10790373 | 4606505-7368921
10332456 | 4606505-7368955
10335165 | 4606505-7373222
10526042 | 4606505-7383695
10526648 | 4606505-7390964
10633899 | 4606505-7392263
10785454 | 4606505-7392281
10633969 | 4606505-7392282
10826489 | 4606505-7395029
10768122 | 4606505-7395036
10896970 | 4606505-7395039
10826422 | 4606505-7397577
10826370 | 4606505-7397578
10796932 | 4606505-7397588
10334343 | 4606505-7404990
10527021 | 4606505-7405229
11188267 | 4606505-7405559
10826255 | 4606505-7410050
10329183 | 4606505-7412815
10451193 | 4606505-7424322
10337317 | 4606505-7425466
10451961 | 4606505-7432041
10451745 | 4606505-7444059
11189365 | 4606505-7456454
10329928 | 4606505-8215500
10523658 | 4606604-6802284
10333127 | 4606604-7011431
10328580 | 4606604-7011442
10432777 | 4606604-7011443
10435484 | 4606604-7011444
10328063 | 4606604-7011445
10437323 | 4606604-7017189
10437862 | 4606604-7017207
10432774 | 4606604-7017210
10523648 | 4606604-7082027
10438299 | 4606604-7085078
10438397 | 4606604-7128425
10333848 | 4606604-7142247
10440042 | 4606604-7153571
10437563 | 4606604-7153574
10338595 | 4606604-7153749
10433323 | 4606604-7153753
10439506 | 4606604-7153769
10439717 | 4606604-7153771
10778506 | 4606604-7153796
10778406 | 4606604-7153798
10436027 | 4606604-7171378
10340725 | 4606604-7171379
10330837 | 4606604-7171385
10331018 | 4606604-7171386
10336174 | 4606604-7171387
10471657 | 4606604-7171393
10436280 | 4606604-7179288
10341391 | 4606604-7185643
10334040 | 4606604-7185644
10328346 | 4606604-7211641
10525891 | 4606604-7221394
10451406 | 4606604-7221400
10513227 | 4606604-7221402
10439387 | 4606604-7268332
10338992 | 4606604-7269686
10439336 | 4606604-7273661
10328510 | 4606604-7288425
10331930 | 4606604-7291150
10523661 | 4606604-7292807
10523663 | 4606604-7295015
10438268 | 4606604-7295629
10523667 | 4606604-7295699
10330861 | 4606604-7295708
10332128 | 4606604-7295716
10330195 | 4606604-7295721
10523659 | 4606604-7295727
10523662 | 4606604-7295731
10335661 | 4606604-7295737
10336267 | 4606604-7295748
10332278 | 4606604-7295751
10438532 | 4606604-7295757
10523665 | 4606604-7295762
10523669 | 4606604-7295768
10523660 | 4606604-7298497
10433810 | 4606604-7298501
10523666 | 4606604-7298502
10523670 | 4606604-7298503
10471276 | 4606604-7306108
10439215 | 4606604-7307555
10334129 | 4606604-7310717
10333821 | 4606604-7310721
10334242 | 4606604-7310722
10336749 | 4606604-7310723
10332735 | 4606604-7310724
10523664 | 4606604-7311331
10523668 | 4606604-7312843
10523672 | 4606604-7313017
10523674 | 4606604-7321668
10523671 | 4606604-7325290
10340426 | 4606604-7335354
10329755 | 4606604-7339340
10497297 | 4606604-7341808
10988322 | 4606604-7345547
10988435 | 4606604-7345549
10988699 | 4606604-7345550
10988682 | 4606604-7345551
10497480 | 4606604-7345555
10523673 | 4606604-7345556
10497587 | 4606604-7345557
10945009 | 4606604-7345558
10634264 | 4606604-7345564
10634472 | 4606604-7345565
10634233 | 4606604-7345566
10945062 | 4606604-7345567
10634295 | 4606604-7345568
10988910 | 4606604-7345570
10988999 | 4606604-7345571
10436660 | 4606604-7358178
10336447 | 4606604-7359859
10335123 | 4606604-7361860
10339709 | 4606604-7364338
10341057 | 4606604-7368894
10383853 | 4606604-7368917
10335167 | 4606604-7368921
10339181 | 4606604-7368940
10328798 | 4606604-7368945
10328860 | 4606604-7368949
10329972 | 4606604-7368950
10332619 | 4606604-7368951
10523677 | 4606604-7368953
10332457 | 4606604-7368955
11188697 | 4606604-7370810
10335166 | 4606604-7373222
10337211 | 4606604-7381991
10334690 | 4606604-7382001
10523676 | 4606604-7382006
10523678 | 4606604-7382011
10523675 | 4606604-7382016
10522248 | 4606604-7383692
10526040 | 4606604-7383695
10526183 | 4606604-7383699
10526301 | 4606604-7390950
10526646 | 4606604-7390964
10452041 | 4606604-7390965
10452442 | 4606604-7390968
10633897 | 4606604-7392263
10526444 | 4606604-7392278
10785303 | 4606604-7392280
10785457 | 4606604-7392281
10526840 | 4606604-7392282
10826464 | 4606604-7392283
10451069 | 4606604-7395026
10826487 | 4606604-7395029
10768119 | 4606604-7395036
10896974 | 4606604-7395039
10826424 | 4606604-7397577
10526943 | 4606604-7397578
10526769 | 4606604-7397580
10796930 | 4606604-7397588
10797055 | 4606604-7397607
10335381 | 4606604-7398013
10503843 | 4606604-7400868
10333424 | 4606604-7400869
10523680 | 4606604-7404960
10334345 | 4606604-7404990
10527020 | 4606604-7405229
10785613 | 4606604-7410032
10826252 | 4606604-7410050
10945194 | 4606604-7410078
10451191 | 4606604-7424322
10523679 | 4606604-7425031
10451602 | 4606604-7428970
10523682 | 4606604-7432041
11188153 | 4606604-7433701
11188541 | 4606604-7439248
10451763 | 4606604-7444059
11188750 | 4606604-7455999
11189362 | 4606604-7456454
11189192 | 4606604-7476183
10436563 | 4606604-8077677
10331798 | 4606604-8206186
10329930 | 4606604-8215500
10330052 | 4606604-8215501
10331646 | 4606604-8231379
10331356 | 4606604-8231383
10432638 | 4606604-8240433
10496804 | 4606604-8240442
10339911 | 4606604-8240445
10338279 | 4606604-8283940
10337704 | 4606604-8283947
10335542 | 4606604-8283972
10341174 | 4606604-8283984
10337880 | 4606604-8283990
10339393 | 4606604-8284054
10338094 | 4606604-8284074
10337833 | 4606604-8284081
10335557 | 4606604-8284096
10337985 | 4606604-8284109
10437325 | 4606620-7017189
10437565 | 4606620-7153574
10778502 | 4606620-7153796
10778368 | 4606620-7153798
10330838 | 4606620-7171385
10436287 | 4606620-7179288
10328349 | 4606620-7211641
10525887 | 4606620-7221394
10336269 | 4606620-7295748
10439976 | 4606620-7312880
10988672 | 4606620-7345551
10341058 | 4606620-7368894
10332461 | 4606620-7368955
10335168 | 4606620-7373222
10796926 | 4606620-7397588
10451971 | 4606620-7432041
10329932 | 4606620-8215500
10330053 | 4606620-8215501
10331357 | 4606620-8231383
10436969 | 4606703-6802284
10333131 | 4606703-7011431
10328583 | 4606703-7011442
10432768 | 4606703-7011443
10435485 | 4606703-7011444
10328066 | 4606703-7011445
10434959 | 4606703-7011447
10437327 | 4606703-7017189
10432783 | 4606703-7017210
10328198 | 4606703-7082027
10438304 | 4606703-7085078
10333846 | 4606703-7142247
10440040 | 4606703-7153571
10437567 | 4606703-7153574
10338599 | 4606703-7153749
10433331 | 4606703-7153753
10439507 | 4606703-7153769
10778498 | 4606703-7153796
10778363 | 4606703-7153798
10340195 | 4606703-7171375
10436033 | 4606703-7171378
10340727 | 4606703-7171379
10328978 | 4606703-7171380
10330839 | 4606703-7171385
10331021 | 4606703-7171386
10336175 | 4606703-7171387
10471658 | 4606703-7171393
10436296 | 4606703-7179288
10341392 | 4606703-7185643
10334041 | 4606703-7185644
10341289 | 4606703-7185646
10340622 | 4606703-7195726
10328350 | 4606703-7211641
10525882 | 4606703-7221394
10451391 | 4606703-7221400
10513217 | 4606703-7221402
10338980 | 4606703-7269686
10329308 | 4606703-7277654
10328513 | 4606703-7288425
10331933 | 4606703-7291150
10437839 | 4606703-7291796
10433321 | 4606703-7295015
10438257 | 4606703-7295629
10329607 | 4606703-7295693
10434417 | 4606703-7295699
10330862 | 4606703-7295708
10332132 | 4606703-7295716
10330198 | 4606703-7295721
10433021 | 4606703-7295727
10433454 | 4606703-7295731
10335662 | 4606703-7295737
10336266 | 4606703-7295748
10332280 | 4606703-7295751
10438534 | 4606703-7295757
10435059 | 4606703-7295762
10435372 | 4606703-7295768
10437140 | 4606703-7296993
10434306 | 4606703-7298497
10433813 | 4606703-7298501
10433901 | 4606703-7298502
10433700 | 4606703-7298503
10471280 | 4606703-7306108
10437248 | 4606703-7307513
10334127 | 4606703-7310717
10332749 | 4606703-7310719
10333823 | 4606703-7310721
10334243 | 4606703-7310722
10336751 | 4606703-7310723
10332739 | 4606703-7310724
10438994 | 4606703-7311331
10434812 | 4606703-7312843
10439982 | 4606703-7312880
10436163 | 4606703-7313017
10435596 | 4606703-7321668
10436936 | 4606703-7325290
10329843 | 4606703-7339340
10497284 | 4606703-7341808
10336075 | 4606703-7344369
10988324 | 4606703-7345547
10988561 | 4606703-7345548
10988432 | 4606703-7345549
10988698 | 4606703-7345550
10988656 | 4606703-7345551
10497485 | 4606703-7345555
10497729 | 4606703-7345556
10497617 | 4606703-7345557
10945008 | 4606703-7345558
10634251 | 4606703-7345564
10634485 | 4606703-7345565
10634262 | 4606703-7345566
10634365 | 4606703-7345567
10634290 | 4606703-7345568
10988906 | 4606703-7345570
10989015 | 4606703-7345571
10436645 | 4606703-7358178
10335126 | 4606703-7361860
10790367 | 4606703-7368894
10338647 | 4606703-7368917
10335170 | 4606703-7368921
10339185 | 4606703-7368940
10328800 | 4606703-7368945
10329053 | 4606703-7368948
10328861 | 4606703-7368949
10329973 | 4606703-7368950
10332614 | 4606703-7368951
10331478 | 4606703-7368952
10329738 | 4606703-7368953
10332458 | 4606703-7368955
11188649 | 4606703-7370810
10335169 | 4606703-7373222
10339247 | 4606703-7382006
10451010 | 4606703-7382011
10450979 | 4606703-7382016
10522259 | 4606703-7383692
10526034 | 4606703-7383695
10526289 | 4606703-7383699
11189056 | 4606703-7387986
10826779 | 4606703-7388021
11187482 | 4606703-7388031
11187577 | 4606703-7388049
11187763 | 4606703-7388061
10826746 | 4606703-7388072
10785724 | 4606703-7388073
10526299 | 4606703-7390950
10526645 | 4606703-7390964
10452036 | 4606703-7390965
10452439 | 4606703-7390968
10633896 | 4606703-7392263
10526442 | 4606703-7392278
10785460 | 4606703-7392280
10785453 | 4606703-7392281
10526838 | 4606703-7392282
10826462 | 4606703-7392283
10785767 | 4606703-7395026
10826485 | 4606703-7395029
10768116 | 4606703-7395036
10896963 | 4606703-7395039
10826423 | 4606703-7397577
10826369 | 4606703-7397578
10526772 | 4606703-7397580
10796931 | 4606703-7397588
10797036 | 4606703-7397607
10335385 | 4606703-7398013
10503840 | 4606703-7400868
10333427 | 4606703-7400869
10336393 | 4606703-7404960
10335746 | 4606703-7404990
10527018 | 4606703-7405229
11189455 | 4606703-7405542
11188204 | 4606703-7405559
10785608 | 4606703-7410032
10945184 | 4606703-7410078
10329186 | 4606703-7412815
10451188 | 4606703-7424322
10334481 | 4606703-7425031
10337319 | 4606703-7425466
10451601 | 4606703-7428970
10452172 | 4606703-7431822
10451969 | 4606703-7432041
11188152 | 4606703-7433701
10383921 | 4606703-7437332
11188606 | 4606703-7439248
10896878 | 4606703-7440860
10451757 | 4606703-7444059
11188749 | 4606703-7455999
11189359 | 4606703-7456454
10945339 | 4606703-7465394
11189191 | 4606703-7476183
10436574 | 4606703-8077677
10331801 | 4606703-8206186
10329934 | 4606703-8215500
10330054 | 4606703-8215501
10331647 | 4606703-8231379
10331358 | 4606703-8231383
10432641 | 4606703-8240433
10339915 | 4606703-8240445
10339950 | 4606703-8240448
10337701 | 4606703-8283947
10335544 | 4606703-8283972
10341175 | 4606703-8283984
10337879 | 4606703-8283990
10339391 | 4606703-8284054
10338095 | 4606703-8284074
10337837 | 4606703-8284081
10335560 | 4606703-8284096
10337987 | 4606703-8284109
10523687 | 4606802-6802284
10328067 | 4606802-7011445
10437569 | 4606802-7153574
10338590 | 4606802-7153749
10778503 | 4606802-7153796
10523689 | 4606802-7171378
10330840 | 4606802-7171385
10471659 | 4606802-7171393
10436302 | 4606802-7179288
10341282 | 4606802-7185646
10328353 | 4606802-7211641
10451397 | 4606802-7221400
10513223 | 4606802-7221402
10338984 | 4606802-7269686
10329312 | 4606802-7277654
10331937 | 4606802-7291150
10437841 | 4606802-7291796
10433327 | 4606802-7295015
10438613 | 4606802-7295629
10523690 | 4606802-7295699
10330864 | 4606802-7295708
10332136 | 4606802-7295716
10523691 | 4606802-7295727
10433458 | 4606802-7295731
10335663 | 4606802-7295737
10336268 | 4606802-7295748
10332275 | 4606802-7295751
10438516 | 4606802-7295757
10523683 | 4606802-7295762
10523685 | 4606802-7295768
10523686 | 4606802-7298497
10523688 | 4606802-7298501
10433906 | 4606802-7298502
10433697 | 4606802-7298503
10471263 | 4606802-7306108
10334130 | 4606802-7310717
10332750 | 4606802-7310719
10333826 | 4606802-7310721
10334244 | 4606802-7310722
10336750 | 4606802-7310723
10332741 | 4606802-7310724
10523692 | 4606802-7311331
10523681 | 4606802-7312843
10523684 | 4606802-7313017
10435599 | 4606802-7321668
10436941 | 4606802-7325290
10497312 | 4606802-7341808
10336074 | 4606802-7344369
10988678 | 4606802-7345551
10497470 | 4606802-7345555
10523649 | 4606802-7345556
10497623 | 4606802-7345557
10436651 | 4606802-7358178
10335124 | 4606802-7361860
10523650 | 4606802-7368894
10338648 | 4606802-7368917
10335172 | 4606802-7368921
10523651 | 4606802-7368945
10329974 | 4606802-7368950
10331479 | 4606802-7368952
10450928 | 4606802-7368955
11188651 | 4606802-7370810
10335171 | 4606802-7373222
10334694 | 4606802-7382001
10523653 | 4606802-7382006
10451012 | 4606802-7382011
10450980 | 4606802-7382016
10526037 | 4606802-7383695
11189059 | 4606802-7387986
10826783 | 4606802-7388021
11187818 | 4606802-7388061
10826748 | 4606802-7388072
10526647 | 4606802-7390964
10897078 | 4606802-7395039
10826420 | 4606802-7397577
10526776 | 4606802-7397580
10796938 | 4606802-7397588
10797097 | 4606802-7397607
10335389 | 4606802-7398013
10503842 | 4606802-7400868
10333428 | 4606802-7400869
10336395 | 4606802-7404960
10335747 | 4606802-7404990
10527019 | 4606802-7405229
10785610 | 4606802-7410032
10451189 | 4606802-7424322
10452168 | 4606802-7431822
10451959 | 4606802-7432041
11188156 | 4606802-7433701
10383923 | 4606802-7437332
11188540 | 4606802-7439248
10451760 | 4606802-7444059
11188746 | 4606802-7455999
11189363 | 4606802-7456454
10945340 | 4606802-7465394
11189194 | 4606802-7476183
10435694 | 4606802-8077678
10329935 | 4606802-8215500
10330055 | 4606802-8215501
10331359 | 4606802-8231383
10432650 | 4606802-8240433
10337705 | 4606802-8283947
10341176 | 4606802-8283984
10338096 | 4606802-8284074
10436414 | 4611802-7195720
10341588 | 4611802-7325526
10340417 | 4611802-7335354
10497682 | 4611802-7459038
10435920 | 4612008-7061259
10340753 | 4612008-7195730
10331312 | 4612008-7264221
10383846 | 4612008-7266485
10331110 | 4612008-7272475
10338907 | 4612008-7275333
10340314 | 4612008-7276087
10439737 | 4612008-7280426
10332965 | 4612008-7283610
10340973 | 4612008-7297794
10435923 | 4612404-7061259
10437589 | 4612909-7196923
10437080 | 4612909-7284503
11188508 | 4612909-7466895
11188507 | 4613709-7466895
10452248 | 4615407-7284503
10333943 | 4623807-7142247
10451315 | 4623807-7221400
10768221 | 4623807-7307923
10471132 | 4623807-7309902
10337443 | 4623807-7367010
11188659 | 4623807-7370810
10896948 | 4623807-7425031
10896911 | 4623807-7432041
11159694 | 4623807-7444378
11189233 | 4623807-7476183
10435263 | 4623807-8077661
10337136 | 4623807-8215503
10338097 | 4623807-8284074
10328200 | 4623906-7082027
10333856 | 4623906-7142247
10525836 | 4623906-7221394
10451312 | 4623906-7221400
10768223 | 4623906-7307923
10471126 | 4623906-7309902
10335127 | 4623906-7361860
10337444 | 4623906-7367010
11188660 | 4623906-7370810
10503670 | 4623906-7400868
10335748 | 4623906-7404990
10896947 | 4623906-7425031
10896903 | 4623906-7432041
11159725 | 4623906-7444378
11189203 | 4623906-7476183
10435270 | 4623906-8077661
10329936 | 4623906-8215500
10337138 | 4623906-8215503
10338098 | 4623906-8284074
10436279 | 4623906-8305049
10338987 | 4624300-7269686
10331940 | 4624300-7291150
10434087 | 4624300-7292807
10433460 | 4624300-7295731
10433701 | 4624300-7298503
10436166 | 4624300-7313017
10336076 | 4624300-7344369
10335128 | 4624300-7361860
10339248 | 4624300-7382006
10436970 | 4626008-6802284
10333130 | 4626008-7011431
10328584 | 4626008-7011442
10432779 | 4626008-7011443
10435491 | 4626008-7011444
10328070 | 4626008-7011445
10437329 | 4626008-7017189
10432785 | 4626008-7017210
10438307 | 4626008-7085078
10440044 | 4626008-7153571
10437571 | 4626008-7153574
10338593 | 4626008-7153749
10433336 | 4626008-7153753
10439508 | 4626008-7153769
10778386 | 4626008-7153796
10778327 | 4626008-7153798
10436035 | 4626008-7171378
10340729 | 4626008-7171379
10330841 | 4626008-7171385
10336176 | 4626008-7171387
10471660 | 4626008-7171393
10436282 | 4626008-7179288
10341395 | 4626008-7185643
10334042 | 4626008-7185644
10340620 | 4626008-7195726
10328351 | 4626008-7211641
10525799 | 4626008-7221394
10451129 | 4626008-7221400
10513140 | 4626008-7221402
10338991 | 4626008-7269686
10439338 | 4626008-7273661
10329316 | 4626008-7277654
10331942 | 4626008-7291150
10437843 | 4626008-7291796
10433329 | 4626008-7295015
10438616 | 4626008-7295629
10434426 | 4626008-7295699
10330863 | 4626008-7295708
10332141 | 4626008-7295716
10433022 | 4626008-7295727
10433462 | 4626008-7295731
10335664 | 4626008-7295737
10336270 | 4626008-7295748
10332277 | 4626008-7295751
10438519 | 4626008-7295757
10435060 | 4626008-7295762
10435382 | 4626008-7295768
10437141 | 4626008-7296993
10434277 | 4626008-7298497
10433816 | 4626008-7298501
10433900 | 4626008-7298502
10433702 | 4626008-7298503
10471271 | 4626008-7306108
10334126 | 4626008-7310717
10332751 | 4626008-7310719
10333829 | 4626008-7310721
10334245 | 4626008-7310722
10336752 | 4626008-7310723
10332743 | 4626008-7310724
10438995 | 4626008-7311331
10434816 | 4626008-7312843
10439957 | 4626008-7312880
10436170 | 4626008-7313017
10435601 | 4626008-7321668
10436947 | 4626008-7325290
10329844 | 4626008-7339340
11187384 | 4626008-7344369
10988636 | 4626008-7345550
10944869 | 4626008-7345557
10944981 | 4626008-7345558
10634092 | 4626008-7345564
10634258 | 4626008-7345567
10634179 | 4626008-7345568
10988917 | 4626008-7345570
10436646 | 4626008-7358178
10335129 | 4626008-7361860
10339712 | 4626008-7364338
10341059 | 4626008-7368894
10335174 | 4626008-7368921
10339189 | 4626008-7368940
10328802 | 4626008-7368945
10328864 | 4626008-7368949
10329975 | 4626008-7368950
10332459 | 4626008-7368955
11189574 | 4626008-7370810
10335173 | 4626008-7373222
10337214 | 4626008-7381991
10334693 | 4626008-7382001
10339249 | 4626008-7382006
10450973 | 4626008-7382011
10522206 | 4626008-7383692
10525984 | 4626008-7383695
10526124 | 4626008-7383699
11188999 | 4626008-7387986
10826706 | 4626008-7388021
11187706 | 4626008-7388031
10826893 | 4626008-7388072
10526172 | 4626008-7390950
10526594 | 4626008-7390964
10452342 | 4626008-7390965
10452383 | 4626008-7390968
10633852 | 4626008-7392263
10526395 | 4626008-7392278
10785269 | 4626008-7392280
10785359 | 4626008-7392281
10526519 | 4626008-7392282
10826589 | 4626008-7392283
10451011 | 4626008-7395026
10826293 | 4626008-7395029
10768064 | 4626008-7395036
10896967 | 4626008-7395039
10826388 | 4626008-7397577
10826362 | 4626008-7397578
10526740 | 4626008-7397580
10796870 | 4626008-7397588
10796974 | 4626008-7397607
10335379 | 4626008-7398013
10503732 | 4626008-7400868
10333416 | 4626008-7400869
10336397 | 4626008-7404960
10335749 | 4626008-7404990
10527149 | 4626008-7405229
11189491 | 4626008-7405559
10785535 | 4626008-7410032
10826164 | 4626008-7410050
10945182 | 4626008-7410078
10451146 | 4626008-7424322
10334482 | 4626008-7425031
10337320 | 4626008-7425466
10451473 | 4626008-7428970
10451666 | 4626008-7430884
10452057 | 4626008-7431822
10451922 | 4626008-7432041
11188115 | 4626008-7433701
10383888 | 4626008-7437332
11188461 | 4626008-7439248
10452043 | 4626008-7444059
11188880 | 4626008-7455999
11189288 | 4626008-7456454
10945294 | 4626008-7465394
11189229 | 4626008-7476183
10329937 | 4626008-8215500
10330058 | 4626008-8215501
10331648 | 4626008-8231379
10331360 | 4626008-8231383
10432658 | 4626008-8240433
10496757 | 4626008-8240442
10339919 | 4626008-8240445
10339951 | 4626008-8240448
10337709 | 4626008-8283947
10338346 | 4626008-8283972
10341177 | 4626008-8283984
10338099 | 4626008-8284074
10337986 | 4626008-8284109
10436971 | 4626107-6802284
10333133 | 4626107-7011431
10328587 | 4626107-7011442
10432781 | 4626107-7011443
10435489 | 4626107-7011444
10328068 | 4626107-7011445
10434963 | 4626107-7011447
10437318 | 4626107-7017189
10437790 | 4626107-7017207
10432794 | 4626107-7017210
10328202 | 4626107-7082027
10438313 | 4626107-7085078
10438403 | 4626107-7128425
10438601 | 4626107-7128432
10438638 | 4626107-7128434
10333849 | 4626107-7142247
10440048 | 4626107-7153571
10437573 | 4626107-7153574
10338597 | 4626107-7153749
10433025 | 4626107-7153753
10439509 | 4626107-7153769
10439697 | 4626107-7153771
10778389 | 4626107-7153796
10778328 | 4626107-7153798
10340196 | 4626107-7171375
10436037 | 4626107-7171378
10340732 | 4626107-7171379
10328979 | 4626107-7171380
10330842 | 4626107-7171385
10331024 | 4626107-7171386
10336177 | 4626107-7171387
10471661 | 4626107-7171393
10436284 | 4626107-7179288
10341393 | 4626107-7185643
10334043 | 4626107-7185644
10341285 | 4626107-7185646
10340624 | 4626107-7195726
10328352 | 4626107-7211641
10525803 | 4626107-7221394
10451228 | 4626107-7221400
10513133 | 4626107-7221402
10439390 | 4626107-7268332
10338981 | 4626107-7269686
10439340 | 4626107-7273661
10437182 | 4626107-7273669
10329320 | 4626107-7277654
11187328 | 4626107-7283610
10328497 | 4626107-7288425
10331944 | 4626107-7291150
10437845 | 4626107-7291796
10434085 | 4626107-7292807
10433318 | 4626107-7295015
10438618 | 4626107-7295629
10329609 | 4626107-7295693
10434432 | 4626107-7295699
10330865 | 4626107-7295708
10332846 | 4626107-7295716
10330196 | 4626107-7295721
10433023 | 4626107-7295727
10433426 | 4626107-7295731
10335665 | 4626107-7295737
10336272 | 4626107-7295748
10332281 | 4626107-7295751
10438521 | 4626107-7295757
10435061 | 4626107-7295762
10435390 | 4626107-7295768
10437142 | 4626107-7296993
10434319 | 4626107-7298497
10433817 | 4626107-7298501
10433904 | 4626107-7298502
10433706 | 4626107-7298503
10471278 | 4626107-7306108
10331599 | 4626107-7307014
10437252 | 4626107-7307513
10439213 | 4626107-7307555
10334131 | 4626107-7310717
10332752 | 4626107-7310719
10333832 | 4626107-7310721
10334171 | 4626107-7310722
10336753 | 4626107-7310723
10332745 | 4626107-7310724
10438996 | 4626107-7311331
10434814 | 4626107-7312843
10439961 | 4626107-7312880
10436146 | 4626107-7313017
10435602 | 4626107-7321668
10436953 | 4626107-7325290
10329845 | 4626107-7339340
10497157 | 4626107-7341808
10336077 | 4626107-7344369
10988483 | 4626107-7345548
10988397 | 4626107-7345549
10988634 | 4626107-7345550
10988618 | 4626107-7345551
10497326 | 4626107-7345555
10497511 | 4626107-7345556
10497447 | 4626107-7345557
10944985 | 4626107-7345558
10634101 | 4626107-7345564
10634445 | 4626107-7345565
10634130 | 4626107-7345566
10634276 | 4626107-7345567
10634190 | 4626107-7345568
10988874 | 4626107-7345570
10988971 | 4626107-7345571
10436650 | 4626107-7358178
10336446 | 4626107-7359859
10335130 | 4626107-7361860
10339708 | 4626107-7364338
10337400 | 4626107-7367010
10341060 | 4626107-7368894
10338649 | 4626107-7368917
10335176 | 4626107-7368921
10339178 | 4626107-7368940
10328804 | 4626107-7368945
10329051 | 4626107-7368948
10328863 | 4626107-7368949
10329976 | 4626107-7368950
10332617 | 4626107-7368951
10331481 | 4626107-7368952
10329739 | 4626107-7368953
10333225 | 4626107-7368954
10332463 | 4626107-7368955
11189573 | 4626107-7370810
10335175 | 4626107-7373222
10337217 | 4626107-7381991
10334697 | 4626107-7382001
10339250 | 4626107-7382006
10339120 | 4626107-7382011
10339602 | 4626107-7382016
10522210 | 4626107-7383692
10525987 | 4626107-7383695
10526127 | 4626107-7383699
11189003 | 4626107-7387986
10826708 | 4626107-7388021
11187710 | 4626107-7388031
11187487 | 4626107-7388049
11187908 | 4626107-7388061
10826896 | 4626107-7388072
10785508 | 4626107-7388073
10526175 | 4626107-7390950
10526592 | 4626107-7390964
10452343 | 4626107-7390965
10452384 | 4626107-7390968
10633854 | 4626107-7392263
10526388 | 4626107-7392278
10785258 | 4626107-7392280
10785363 | 4626107-7392281
10526793 | 4626107-7392282
10826591 | 4626107-7392283
10451013 | 4626107-7395026
10826295 | 4626107-7395029
10768060 | 4626107-7395036
10896969 | 4626107-7395039
10826395 | 4626107-7397577
10526907 | 4626107-7397578
10526738 | 4626107-7397580
10796874 | 4626107-7397588
10796970 | 4626107-7397607
10335383 | 4626107-7398013
10503749 | 4626107-7400868
10333419 | 4626107-7400869
10336398 | 4626107-7404960
10335750 | 4626107-7404990
10527152 | 4626107-7405229
10988786 | 4626107-7405542
11189497 | 4626107-7405559
10785539 | 4626107-7410032
10826165 | 4626107-7410050
10945143 | 4626107-7410078
10329184 | 4626107-7412815
10451148 | 4626107-7424322
10334486 | 4626107-7425031
10337322 | 4626107-7425466
10451477 | 4626107-7428970
10451668 | 4626107-7430884
10634047 | 4626107-7431009
10452062 | 4626107-7431822
10451925 | 4626107-7432041
11188119 | 4626107-7433701
10383889 | 4626107-7437332
11188462 | 4626107-7439248
10896857 | 4626107-7440860
10452045 | 4626107-7444059
11188882 | 4626107-7455999
11189286 | 4626107-7456454
10945295 | 4626107-7465394
11189226 | 4626107-7476183
10435286 | 4626107-8077661
10436586 | 4626107-8077677
10435701 | 4626107-8077678
10331804 | 4626107-8206186
10329938 | 4626107-8215500
10330056 | 4626107-8215501
10331649 | 4626107-8231379
10331361 | 4626107-8231383
10432636 | 4626107-8240433
10496753 | 4626107-8240442
10339923 | 4626107-8240445
10339952 | 4626107-8240448
10338281 | 4626107-8283940
10337713 | 4626107-8283947
10338347 | 4626107-8283972
10341178 | 4626107-8283984
10337881 | 4626107-8283990
10339395 | 4626107-8284054
10338100 | 4626107-8284074
10337834 | 4626107-8284081
10335556 | 4626107-8284096
10337989 | 4626107-8284109
10436285 | 4626107-8305049
10436972 | 4626404-6802284
10333136 | 4626404-7011431
10328590 | 4626404-7011442
10432793 | 4626404-7011443
10435496 | 4626404-7011444
10328071 | 4626404-7011445
10434965 | 4626404-7011447
10437320 | 4626404-7017189
10437801 | 4626404-7017207
10432663 | 4626404-7017210
10328189 | 4626404-7082027
10438311 | 4626404-7085078
10438401 | 4626404-7128425
10438602 | 4626404-7128432
10438640 | 4626404-7128434
10333850 | 4626404-7142247
10440046 | 4626404-7153571
10439774 | 4626404-7153574
10338601 | 4626404-7153749
10433026 | 4626404-7153753
10439510 | 4626404-7153769
10439704 | 4626404-7153771
10778513 | 4626404-7153796
10778422 | 4626404-7153798
10340197 | 4626404-7171375
10436039 | 4626404-7171378
10340734 | 4626404-7171379
10329031 | 4626404-7171380
10330843 | 4626404-7171385
10331029 | 4626404-7171386
10336178 | 4626404-7171387
10471662 | 4626404-7171393
10436291 | 4626404-7179288
10341396 | 4626404-7185643
10333646 | 4626404-7185644
10341288 | 4626404-7185646
10340628 | 4626404-7195726
10328354 | 4626404-7211641
10525903 | 4626404-7221394
10451428 | 4626404-7221400
10513168 | 4626404-7221402
10435982 | 4626404-7228760
10439394 | 4626404-7268332
10338985 | 4626404-7269686
10439343 | 4626404-7273661
10437183 | 4626404-7273669
10329313 | 4626404-7277654
11187336 | 4626404-7283610
10328500 | 4626404-7288425
10331945 | 4626404-7291150
10437847 | 4626404-7291796
10434086 | 4626404-7292807
10433377 | 4626404-7295015
10438621 | 4626404-7295629
10329611 | 4626404-7295693
10434440 | 4626404-7295699
10330866 | 4626404-7295708
10332847 | 4626404-7295716
10330199 | 4626404-7295721
10433030 | 4626404-7295727
10433435 | 4626404-7295731
10335666 | 4626404-7295737
10336271 | 4626404-7295748
10332282 | 4626404-7295751
10438524 | 4626404-7295757
10435062 | 4626404-7295762
10435397 | 4626404-7295768
10437143 | 4626404-7296993
10434327 | 4626404-7298497
10433820 | 4626404-7298501
10433910 | 4626404-7298502
10433703 | 4626404-7298503
10471281 | 4626404-7306108
10331601 | 4626404-7307014
10437257 | 4626404-7307513
10439217 | 4626404-7307555
10471135 | 4626404-7309902
10334133 | 4626404-7310717
10332753 | 4626404-7310719
10333835 | 4626404-7310721
10334170 | 4626404-7310722
10336755 | 4626404-7310723
10332725 | 4626404-7310724
10438997 | 4626404-7311331
10434818 | 4626404-7312843
10439965 | 4626404-7312880
10436148 | 4626404-7313017
10435604 | 4626404-7321668
10436474 | 4626404-7325290
10329756 | 4626404-7339340
10497310 | 4626404-7341808
10336079 | 4626404-7344369
10988330 | 4626404-7345547
10988517 | 4626404-7345548
10988426 | 4626404-7345549
10988681 | 4626404-7345551
10497514 | 4626404-7345555
10497704 | 4626404-7345556
10497601 | 4626404-7345557
10945012 | 4626404-7345558
10945036 | 4626404-7345564
10945111 | 4626404-7345565
10634272 | 4626404-7345566
10945080 | 4626404-7345567
10988914 | 4626404-7345570
10989017 | 4626404-7345571
10436654 | 4626404-7358178
10336448 | 4626404-7359859
10335131 | 4626404-7361860
10339711 | 4626404-7364338
10337401 | 4626404-7367010
10341061 | 4626404-7368894
10338650 | 4626404-7368917
10335178 | 4626404-7368921
10339182 | 4626404-7368940
10328806 | 4626404-7368945
10329050 | 4626404-7368948
10328866 | 4626404-7368949
10329977 | 4626404-7368950
10332620 | 4626404-7368951
10331480 | 4626404-7368952
10329678 | 4626404-7368953
10333227 | 4626404-7368954
10332460 | 4626404-7368955
10335177 | 4626404-7373222
10337220 | 4626404-7381991
10334702 | 4626404-7382001
10339251 | 4626404-7382006
10339123 | 4626404-7382011
10336565 | 4626404-7382016
10522266 | 4626404-7383692
10526055 | 4626404-7383695
10526191 | 4626404-7383699
11189075 | 4626404-7387986
10826805 | 4626404-7388021
11187494 | 4626404-7388031
11187624 | 4626404-7388049
11187766 | 4626404-7388061
10826870 | 4626404-7388072
10785611 | 4626404-7388073
10526321 | 4626404-7390950
10526656 | 4626404-7390964
10452061 | 4626404-7390965
10452450 | 4626404-7390968
10633901 | 4626404-7392263
10526449 | 4626404-7392278
10785311 | 4626404-7392280
10785461 | 4626404-7392281
10526844 | 4626404-7392282
10826469 | 4626404-7392283
10451065 | 4626404-7395026
10826501 | 4626404-7395029
10768129 | 4626404-7395036
10896972 | 4626404-7395039
10826434 | 4626404-7397577
10526947 | 4626404-7397578
10526781 | 4626404-7397580
10796934 | 4626404-7397588
10797065 | 4626404-7397607
10335387 | 4626404-7398013
10503851 | 4626404-7400868
10333423 | 4626404-7400869
10336400 | 4626404-7404960
10335751 | 4626404-7404990
10527040 | 4626404-7405229
10988805 | 4626404-7405542
11188214 | 4626404-7405559
10785631 | 4626404-7410032
10826286 | 4626404-7410050
10945202 | 4626404-7410078
10329187 | 4626404-7412815
10451211 | 4626404-7424322
10334490 | 4626404-7425031
10337324 | 4626404-7425466
10451609 | 4626404-7428970
10451810 | 4626404-7430884
10634052 | 4626404-7431009
10452188 | 4626404-7431822
10451975 | 4626404-7432041
11188174 | 4626404-7433701
10383932 | 4626404-7437332
11188597 | 4626404-7439248
10896885 | 4626404-7440860
10451768 | 4626404-7444059
11188753 | 4626404-7455999
11189369 | 4626404-7456454
10945351 | 4626404-7465394
11189199 | 4626404-7476183
11188410 | 4626404-7500636
10436560 | 4626404-8077677
10331807 | 4626404-8206186
10329939 | 4626404-8215500
10330059 | 4626404-8215501
10331650 | 4626404-8231379
10331362 | 4626404-8231383
10432642 | 4626404-8240433
10496825 | 4626404-8240442
10339913 | 4626404-8240445
10339953 | 4626404-8240448
10338269 | 4626404-8283940
10337703 | 4626404-8283947
10338348 | 4626404-8283972
10341179 | 4626404-8283984
10337883 | 4626404-8283990
10339398 | 4626404-8284054
10338101 | 4626404-8284074
10337838 | 4626404-8284081
10335559 | 4626404-8284096
10337990 | 4626404-8284109
10436293 | 4626404-8305049
10436973 | 4626503-6802284
10333140 | 4626503-7011431
10328594 | 4626503-7011442
10432790 | 4626503-7011443
10435493 | 4626503-7011444
10328069 | 4626503-7011445
10434968 | 4626503-7011447
10437322 | 4626503-7017189
10437838 | 4626503-7017207
10432672 | 4626503-7017210
10438315 | 4626503-7085078
10438405 | 4626503-7128425
10440049 | 4626503-7153571
10439775 | 4626503-7153574
10338603 | 4626503-7153749
10433024 | 4626503-7153753
10439511 | 4626503-7153769
10439711 | 4626503-7153771
10778392 | 4626503-7153796
10778326 | 4626503-7153798
10340198 | 4626503-7171375
10436041 | 4626503-7171378
10340735 | 4626503-7171379
10328981 | 4626503-7171380
10330844 | 4626503-7171385
10331028 | 4626503-7171386
10336179 | 4626503-7171387
10471839 | 4626503-7171393
10436299 | 4626503-7179288
10341394 | 4626503-7185643
10333647 | 4626503-7185644
10341291 | 4626503-7185646
10778603 | 4626503-7195726
10328355 | 4626503-7211641
10525800 | 4626503-7221394
10451230 | 4626503-7221400
10513136 | 4626503-7221402
10439399 | 4626503-7268332
10338989 | 4626503-7269686
10439346 | 4626503-7273661
10437184 | 4626503-7273669
10329317 | 4626503-7277654
11187374 | 4626503-7283610
10328502 | 4626503-7288425
10331929 | 4626503-7291150
10437849 | 4626503-7291796
10434088 | 4626503-7292807
10433381 | 4626503-7295015
10438626 | 4626503-7295629
10329613 | 4626503-7295693
10434406 | 4626503-7295699
10330868 | 4626503-7295708
10332848 | 4626503-7295716
10330200 | 4626503-7295721
10433035 | 4626503-7295727
10433443 | 4626503-7295731
10335667 | 4626503-7295737
10336273 | 4626503-7295748
10332285 | 4626503-7295751
10438527 | 4626503-7295757
10435063 | 4626503-7295762
10435400 | 4626503-7295768
10437144 | 4626503-7296993
10434347 | 4626503-7298497
10433823 | 4626503-7298501
10433919 | 4626503-7298502
10433707 | 4626503-7298503
10471265 | 4626503-7306108
10437259 | 4626503-7307513
10439214 | 4626503-7307555
10334137 | 4626503-7310717
10332754 | 4626503-7310719
10333838 | 4626503-7310721
10334172 | 4626503-7310722
10336754 | 4626503-7310723
10332728 | 4626503-7310724
10438998 | 4626503-7311331
10434822 | 4626503-7312843
10436150 | 4626503-7313017
10435606 | 4626503-7321668
10436475 | 4626503-7325290
10329757 | 4626503-7339340
10497159 | 4626503-7341808
10336078 | 4626503-7344369
10988551 | 4626503-7345548
10988396 | 4626503-7345549
10988650 | 4626503-7345550
10988619 | 4626503-7345551
10497330 | 4626503-7345555
10497536 | 4626503-7345556
10497426 | 4626503-7345557
10944982 | 4626503-7345558
10634104 | 4626503-7345564
10634449 | 4626503-7345565
10634140 | 4626503-7345566
10634284 | 4626503-7345567
10634199 | 4626503-7345568
10988876 | 4626503-7345570
10988974 | 4626503-7345571
10436681 | 4626503-7358178
10336449 | 4626503-7359859
10335132 | 4626503-7361860
10339714 | 4626503-7364338
10341062 | 4626503-7368894
10338651 | 4626503-7368917
10335180 | 4626503-7368921
10339186 | 4626503-7368940
10328808 | 4626503-7368945
10329054 | 4626503-7368948
10328862 | 4626503-7368949
10329978 | 4626503-7368950
10332623 | 4626503-7368951
10331482 | 4626503-7368952
10329679 | 4626503-7368953
10333229 | 4626503-7368954
10332462 | 4626503-7368955
11189576 | 4626503-7370810
10335179 | 4626503-7373222
10337223 | 4626503-7381991
10334706 | 4626503-7382001
10339252 | 4626503-7382006
10339126 | 4626503-7382011
10339606 | 4626503-7382016
10522207 | 4626503-7383692
10525985 | 4626503-7383695
10526130 | 4626503-7383699
11189000 | 4626503-7387986
10826710 | 4626503-7388021
11187707 | 4626503-7388031
11187489 | 4626503-7388049
11187898 | 4626503-7388061
10826894 | 4626503-7388072
10785509 | 4626503-7388073
10526176 | 4626503-7390950
10526595 | 4626503-7390964
10452344 | 4626503-7390965
10452385 | 4626503-7390968
10633856 | 4626503-7392263
10526393 | 4626503-7392278
10785262 | 4626503-7392280
10785372 | 4626503-7392281
10526794 | 4626503-7392282
10826593 | 4626503-7392283
10451016 | 4626503-7395026
10826298 | 4626503-7395029
10768063 | 4626503-7395036
10896973 | 4626503-7395039
10826390 | 4626503-7397577
10526910 | 4626503-7397578
10526742 | 4626503-7397580
10796869 | 4626503-7397588
10796973 | 4626503-7397607
10335390 | 4626503-7398013
10503741 | 4626503-7400868
10333426 | 4626503-7400869
10336402 | 4626503-7404960
10335752 | 4626503-7404990
10527145 | 4626503-7405229
10988787 | 4626503-7405542
11189475 | 4626503-7405559
10785537 | 4626503-7410032
10826169 | 4626503-7410050
10945181 | 4626503-7410078
10329190 | 4626503-7412815
10451150 | 4626503-7424322
10334494 | 4626503-7425031
10337326 | 4626503-7425466
10451484 | 4626503-7428970
10451670 | 4626503-7430884
10452064 | 4626503-7431822
10451928 | 4626503-7432041
11188110 | 4626503-7433701
10383890 | 4626503-7437332
11188463 | 4626503-7439248
10896856 | 4626503-7440860
10452048 | 4626503-7444059
11188881 | 4626503-7455999
11189289 | 4626503-7456454
10945296 | 4626503-7465394
11189231 | 4626503-7476183
10331799 | 4626503-8206186
10329940 | 4626503-8215500
10330057 | 4626503-8215501
10331651 | 4626503-8231379
10331363 | 4626503-8231383
10432647 | 4626503-8240433
10339917 | 4626503-8240445
10339954 | 4626503-8240448
10339402 | 4626503-8284054
10338102 | 4626503-8284074
10338146 | 4626503-8284081
10335561 | 4626503-8284096
10337991 | 4626503-8284109
10436907 | 4626701-6802284
10432797 | 4626701-7011443
10437324 | 4626701-7017189
10437846 | 4626701-7017207
10432687 | 4626701-7017210
10440051 | 4626701-7153571
10439776 | 4626701-7153574
10338607 | 4626701-7153749
10340736 | 4626701-7171379
10336181 | 4626701-7171387
10333648 | 4626701-7185644
10328356 | 4626701-7211641
10525804 | 4626701-7221394
10451232 | 4626701-7221400
10513139 | 4626701-7221402
10329321 | 4626701-7277654
10331931 | 4626701-7291150
10437851 | 4626701-7291796
10434090 | 4626701-7292807
10438623 | 4626701-7295629
10330870 | 4626701-7295708
10330208 | 4626701-7295721
10433037 | 4626701-7295727
10433445 | 4626701-7295731
10336275 | 4626701-7295748
10438530 | 4626701-7295757
10434324 | 4626701-7298497
10433826 | 4626701-7298501
10433914 | 4626701-7298502
10433704 | 4626701-7298503
10471273 | 4626701-7306108
10334140 | 4626701-7310717
10332755 | 4626701-7310719
10333820 | 4626701-7310721
10334173 | 4626701-7310722
10336756 | 4626701-7310723
10332732 | 4626701-7310724
10436154 | 4626701-7313017
10435608 | 4626701-7321668
10436476 | 4626701-7325290
10497160 | 4626701-7341808
10988635 | 4626701-7345550
10988621 | 4626701-7345551
10634452 | 4626701-7345565
10634210 | 4626701-7345568
10988880 | 4626701-7345570
10988978 | 4626701-7345571
10436657 | 4626701-7358178
10335133 | 4626701-7361860
10341063 | 4626701-7368894
10338652 | 4626701-7368917
10332464 | 4626701-7368955
11189577 | 4626701-7370810
10335181 | 4626701-7373222
10522212 | 4626701-7383692
11189002 | 4626701-7387986
11187711 | 4626701-7388031
10785355 | 4626701-7392281
10826599 | 4626701-7392283
10826364 | 4626701-7397578
10796873 | 4626701-7397588
10335378 | 4626701-7398013
10503751 | 4626701-7400868
10333432 | 4626701-7400869
10335753 | 4626701-7404990
10527148 | 4626701-7405229
11189476 | 4626701-7405559
10785538 | 4626701-7410032
10945185 | 4626701-7410078
10451147 | 4626701-7424322
10452067 | 4626701-7431822
10451931 | 4626701-7432041
11188109 | 4626701-7433701
10383891 | 4626701-7437332
11188468 | 4626701-7439248
10452052 | 4626701-7444059
11188901 | 4626701-7455999
10330446 | 4626701-8215500
10330060 | 4626701-8215501
10331744 | 4626701-8231379
10331364 | 4626701-8231383
10338349 | 4626701-8283972
10338103 | 4626701-8284074
10337993 | 4626701-8284109
10328072 | 4626800-7011445
10437326 | 4626800-7017189
10432695 | 4626800-7017210
10439777 | 4626800-7153574
10433027 | 4626800-7153753
10336180 | 4626800-7171387
10471841 | 4626800-7171393
10333649 | 4626800-7185644
10328357 | 4626800-7211641
10451234 | 4626800-7221400
10329325 | 4626800-7277654
10331934 | 4626800-7291150
10437853 | 4626800-7291796
10433385 | 4626800-7295015
10438629 | 4626800-7295629
10434414 | 4626800-7295699
10330872 | 4626800-7295708
10433039 | 4626800-7295727
10434308 | 4626800-7295731
10336277 | 4626800-7295748
10332289 | 4626800-7295751
10435409 | 4626800-7295768
10434330 | 4626800-7298497
10433818 | 4626800-7298501
10433921 | 4626800-7298502
10433708 | 4626800-7298503
10471279 | 4626800-7306108
10334142 | 4626800-7310717
10332756 | 4626800-7310719
10333822 | 4626800-7310721
10334174 | 4626800-7310722
10336758 | 4626800-7310723
10332736 | 4626800-7310724
10436158 | 4626800-7313017
10435609 | 4626800-7321668
10436477 | 4626800-7325290
10634183 | 4626800-7345568
10988981 | 4626800-7345571
10436663 | 4626800-7358178
10335134 | 4626800-7361860
10341064 | 4626800-7368894
10335238 | 4626800-7368921
10332468 | 4626800-7368955
10335182 | 4626800-7373222
10522208 | 4626800-7383692
10526133 | 4626800-7383699
10826897 | 4626800-7388072
10785357 | 4626800-7392281
10826363 | 4626800-7397578
10796871 | 4626800-7397588
10503752 | 4626800-7400868
10333435 | 4626800-7400869
10335754 | 4626800-7404990
10527151 | 4626800-7405229
11189477 | 4626800-7405559
10785543 | 4626800-7410032
10945187 | 4626800-7410078
10451149 | 4626800-7424322
10337328 | 4626800-7425466
10451482 | 4626800-7428970
10452070 | 4626800-7431822
10451911 | 4626800-7432041
11188112 | 4626800-7433701
11188470 | 4626800-7439248
10452056 | 4626800-7444059
10330447 | 4626800-8215500
10330061 | 4626800-8215501
10331365 | 4626800-8231383
10432661 | 4626800-8240433
10339955 | 4626800-8240448
10339392 | 4626800-8284054
10437328 | 4626909-7017189
11187317 | 4626909-7221394
10451235 | 4626909-7221400
10438897 | 4626909-7259712
10434320 | 4626909-7295731
10434354 | 4626909-7298497
10433821 | 4626909-7298501
10433925 | 4626909-7298502
10433705 | 4626909-7298503
10334134 | 4626909-7310717
10332724 | 4626909-7310724
10436162 | 4626909-7313017
10435612 | 4626909-7321668
11187385 | 4626909-7344369
10436659 | 4626909-7358178
10335135 | 4626909-7361860
10790354 | 4626909-7368894
11187413 | 4626909-7368917
10329680 | 4626909-7368953
10332465 | 4626909-7368955
10335239 | 4626909-7373222
11187433 | 4626909-7383695
11188937 | 4626909-7383699
11189004 | 4626909-7387986
11187496 | 4626909-7388049
11187902 | 4626909-7388061
11187934 | 4626909-7388072
11188984 | 4626909-7388073
11189006 | 4626909-7392278
11189349 | 4626909-7392282
11187940 | 4626909-7395026
10896975 | 4626909-7395039
10796875 | 4626909-7397588
10503761 | 4626909-7400868
10333438 | 4626909-7400869
11189125 | 4626909-7405229
10451912 | 4626909-7432041
11188113 | 4626909-7433701
11188472 | 4626909-7439248
10451684 | 4626909-7444059
11188893 | 4626909-7455999
11189290 | 4626909-7456454
10330448 | 4626909-8215500
10330065 | 4626909-8215501
10331366 | 4626909-8231383
10338350 | 4626909-8283972
10335565 | 4626909-8284096
10436909 | 4627204-6802284
10437331 | 4627204-7017189
10437852 | 4627204-7017207
10432660 | 4627204-7017210
10438402 | 4627204-7128425
10440055 | 4627204-7153571
10439778 | 4627204-7153574
10433029 | 4627204-7153753
10778396 | 4627204-7153796
10340738 | 4627204-7171379
10336182 | 4627204-7171387
10471844 | 4627204-7171393
10778604 | 4627204-7195726
10328359 | 4627204-7211641
10525802 | 4627204-7221394
10451237 | 4627204-7221400
10439348 | 4627204-7273661
10329318 | 4627204-7277654
10331935 | 4627204-7291150
10437855 | 4627204-7291796
10434089 | 4627204-7292807
10438636 | 4627204-7295629
10434421 | 4627204-7295699
10330867 | 4627204-7295708
10332849 | 4627204-7295716
10330201 | 4627204-7295721
10433048 | 4627204-7295727
10434325 | 4627204-7295731
10335668 | 4627204-7295737
10433824 | 4627204-7298501
10433927 | 4627204-7298502
10433709 | 4627204-7298503
10471283 | 4627204-7306108
10334139 | 4627204-7310717
10332759 | 4627204-7310719
10333825 | 4627204-7310721
10334175 | 4627204-7310722
10336757 | 4627204-7310723
10332729 | 4627204-7310724
10436165 | 4627204-7313017
10435614 | 4627204-7321668
10436478 | 4627204-7325290
10497162 | 4627204-7341808
11187386 | 4627204-7344369
10436665 | 4627204-7358178
10335136 | 4627204-7361860
10341065 | 4627204-7368894
10338653 | 4627204-7368917
10329681 | 4627204-7368953
10332469 | 4627204-7368955
10335240 | 4627204-7373222
11187436 | 4627204-7383695
11188938 | 4627204-7383699
11189008 | 4627204-7387986
11187708 | 4627204-7388031
11187903 | 4627204-7388061
11187935 | 4627204-7388072
11188981 | 4627204-7388073
11189009 | 4627204-7392278
11187941 | 4627204-7395026
10897061 | 4627204-7395039
10796872 | 4627204-7397588
10796971 | 4627204-7397607
10335382 | 4627204-7398013
10503754 | 4627204-7400868
10333441 | 4627204-7400869
10527154 | 4627204-7405229
10785540 | 4627204-7410032
10337330 | 4627204-7425466
11188114 | 4627204-7433701
11188479 | 4627204-7439248
10451683 | 4627204-7444059
11188899 | 4627204-7455999
11189293 | 4627204-7456454
10435291 | 4627204-8077661
10330449 | 4627204-8215500
10330062 | 4627204-8215501
10331652 | 4627204-8231379
10331367 | 4627204-8231383
10337706 | 4627204-8283947
10338351 | 4627204-8283972
10328073 | 4627303-7011445
10471846 | 4627303-7171393
10434328 | 4627303-7295731
10434371 | 4627303-7298497
10433912 | 4627303-7298502
10436666 | 4627303-7358178
10451686 | 4627303-7444059
10330067 | 4627303-8215501
10437333 | 4627709-7017189
10437330 | 4627808-7017189
11187363 | 4627808-7221394
10437332 | 4627907-7017189
10440053 | 4627907-7153571
10328191 | 4629200-7082027
10335241 | 4629200-7373222
10451685 | 4629200-7444059
10945297 | 4629200-7465394
10332626 | 4629408-7368951
10436911 | 4631305-6802284
10437857 | 4631305-7291796
10329615 | 4631305-7295693
10332850 | 4631305-7295716
10330203 | 4631305-7295721
10332757 | 4631305-7310719
10333827 | 4631305-7310721
10334177 | 4631305-7310722
10332733 | 4631305-7310724
10436672 | 4631305-7358178
10790388 | 4631305-7368921
10328810 | 4631305-7368945
10329055 | 4631305-7368948
10332629 | 4631305-7368951
10333231 | 4631305-7368954
10335242 | 4631305-7373222
10896908 | 4631305-7432041
10436913 | 4631503-6802284
10331939 | 4631503-7291150
10437859 | 4631503-7291796
10330202 | 4631503-7295721
10332760 | 4631503-7310719
10333233 | 4631503-7368954
10432675 | 4632105-7017210
10525812 | 4632105-7221394
10329322 | 4632105-7277654
10331948 | 4632105-7291150
10437861 | 4632105-7291796
10329617 | 4632105-7295693
10332851 | 4632105-7295716
10330204 | 4632105-7295721
10336274 | 4632105-7295748
10334141 | 4632105-7310717
10332758 | 4632105-7310719
10333830 | 4632105-7310721
10334176 | 4632105-7310722
10332737 | 4632105-7310724
10436679 | 4632105-7358178
10790398 | 4632105-7368921
10328811 | 4632105-7368945
10329057 | 4632105-7368948
10332632 | 4632105-7368951
10335243 | 4632105-7373222
10333431 | 4632105-7400869
10785556 | 4632105-7410032
10896896 | 4632105-7432041
10451691 | 4632105-7444059
10330450 | 4632105-8215500
10338104 | 4632105-8284074
10436915 | 4632600-6802284
10437863 | 4632600-7291796
10438632 | 4632600-7295629
10329619 | 4632600-7295693
10330869 | 4632600-7295708
10332852 | 4632600-7295716
10330205 | 4632600-7295721
10335669 | 4632600-7295737
10332283 | 4632600-7295751
10438561 | 4632600-7295757
10332761 | 4632600-7310719
10334179 | 4632600-7310722
10336759 | 4632600-7310723
10435616 | 4632600-7321668
10436687 | 4632600-7358178
10328813 | 4632600-7368945
10945147 | 4632600-7410078
10451493 | 4632600-7428970
10436917 | 4633301-6802284
10328363 | 4633301-7211641
10329326 | 4633301-7277654
10331947 | 4633301-7291150
10437865 | 4633301-7291796
10438639 | 4633301-7295629
10329620 | 4633301-7295693
10330871 | 4633301-7295708
10332944 | 4633301-7295716
10330207 | 4633301-7295721
10335670 | 4633301-7295737
10336276 | 4633301-7295748
10332286 | 4633301-7295751
10438563 | 4633301-7295757
10332762 | 4633301-7310719
10333833 | 4633301-7310721
10334178 | 4633301-7310722
10336760 | 4633301-7310723
10333446 | 4633301-7310724
10434826 | 4633301-7312843
10435618 | 4633301-7321668
10436695 | 4633301-7358178
10328815 | 4633301-7368945
10329056 | 4633301-7368948
10818089 | 4633301-7368950
10945149 | 4633301-7410078
10451495 | 4633301-7428970
10330451 | 4633301-8215500
10436919 | 4634903-6802284
10435499 | 4634903-7011444
10328140 | 4634903-7011445
10434970 | 4634903-7011447
10437334 | 4634903-7017189
10437848 | 4634903-7017207
10432684 | 4634903-7017210
10438406 | 4634903-7128425
10438641 | 4634903-7128434
10333851 | 4634903-7142247
10440057 | 4634903-7153571
10439780 | 4634903-7153574
10338611 | 4634903-7153749
10433028 | 4634903-7153753
10439512 | 4634903-7153769
10439715 | 4634903-7153771
10778382 | 4634903-7153796
10778319 | 4634903-7153798
10340201 | 4634903-7171375
10330845 | 4634903-7171385
10331032 | 4634903-7171386
10336183 | 4634903-7171387
10471852 | 4634903-7171393
10436306 | 4634903-7179288
10328358 | 4634903-7211641
10525791 | 4634903-7221394
10451128 | 4634903-7221400
10513138 | 4634903-7221402
10439403 | 4634903-7268332
10338993 | 4634903-7269686
10439341 | 4634903-7273661
10437185 | 4634903-7273669
10329330 | 4634903-7277654
10328505 | 4634903-7288425
10331946 | 4634903-7291150
10437867 | 4634903-7291796
10434091 | 4634903-7292807
10433335 | 4634903-7295015
10438642 | 4634903-7295629
10329622 | 4634903-7295693
10434430 | 4634903-7295699
10330873 | 4634903-7295708
10332945 | 4634903-7295716
10330210 | 4634903-7295721
10433052 | 4634903-7295727
10434331 | 4634903-7295731
10335671 | 4634903-7295737
10336278 | 4634903-7295748
10332288 | 4634903-7295751
10438567 | 4634903-7295757
10435065 | 4634903-7295762
10435418 | 4634903-7295768
10434361 | 4634903-7298497
10433827 | 4634903-7298501
10434022 | 4634903-7298502
10433710 | 4634903-7298503
10471269 | 4634903-7306108
10437261 | 4634903-7307513
10439216 | 4634903-7307555
10334143 | 4634903-7310717
10332765 | 4634903-7310719
10333836 | 4634903-7310721
10334181 | 4634903-7310722
10336762 | 4634903-7310723
10333447 | 4634903-7310724
10438999 | 4634903-7311331
10434819 | 4634903-7312843
10439969 | 4634903-7312880
10436169 | 4634903-7313017
10435620 | 4634903-7321668
10436479 | 4634903-7325290
10497154 | 4634903-7341808
10336080 | 4634903-7344369
10988480 | 4634903-7345548
10988466 | 4634903-7345549
10988602 | 4634903-7345550
10988688 | 4634903-7345551
10497317 | 4634903-7345555
10497496 | 4634903-7345556
10497417 | 4634903-7345557
10944976 | 4634903-7345558
10634082 | 4634903-7345564
10634443 | 4634903-7345565
10634124 | 4634903-7345566
10634273 | 4634903-7345567
10634143 | 4634903-7345568
10988875 | 4634903-7345570
10988968 | 4634903-7345571
10436700 | 4634903-7358178
10336451 | 4634903-7359859
10335137 | 4634903-7361860
10339717 | 4634903-7364338
10341066 | 4634903-7368894
10338654 | 4634903-7368917
10339190 | 4634903-7368940
10328817 | 4634903-7368945
10513269 | 4634903-7368954
10332466 | 4634903-7368955
11189571 | 4634903-7370810
10335244 | 4634903-7373222
10337226 | 4634903-7381991
10334696 | 4634903-7382001
10339253 | 4634903-7382006
10339143 | 4634903-7382011
10339603 | 4634903-7382016
11188993 | 4634903-7387986
10826695 | 4634903-7388021
11187699 | 4634903-7388031
11187485 | 4634903-7388049
11187900 | 4634903-7388061
10826887 | 4634903-7388072
10785504 | 4634903-7388073
10526284 | 4634903-7390950
10452336 | 4634903-7390965
10452381 | 4634903-7390968
10826614 | 4634903-7392283
10768062 | 4634903-7395036
10796864 | 4634903-7397588
10796966 | 4634903-7397607
10335386 | 4634903-7398013
10503705 | 4634903-7400868
10333434 | 4634903-7400869
10336404 | 4634903-7404960
10335755 | 4634903-7404990
10527144 | 4634903-7405229
10988781 | 4634903-7405542
11189472 | 4634903-7405559
10785532 | 4634903-7410032
10826162 | 4634903-7410050
10634045 | 4634903-7431009
10452017 | 4634903-7444059
10945292 | 4634903-7465394
10435297 | 4634903-8077661
10436571 | 4634903-8077677
10331802 | 4634903-8206186
10330063 | 4634903-8215501
10331653 | 4634903-8231379
10331368 | 4634903-8231383
10432639 | 4634903-8240433
10338271 | 4634903-8283940
10337702 | 4634903-8283947
10341180 | 4634903-8283984
10339394 | 4634903-8284054
10338105 | 4634903-8284074
10335562 | 4634903-8284096
10436921 | 4635009-6802284
10333134 | 4635009-7011431
10328586 | 4635009-7011442
10432787 | 4635009-7011443
10435497 | 4635009-7011444
10328141 | 4635009-7011445
10434972 | 4635009-7011447
10437336 | 4635009-7017189
10437854 | 4635009-7017207
10432697 | 4635009-7017210
10435915 | 4635009-7061259
10328193 | 4635009-7082027
10438317 | 4635009-7085078
10438643 | 4635009-7128434
10440230 | 4635009-7153571
10439779 | 4635009-7153574
10338614 | 4635009-7153749
10433031 | 4635009-7153753
10439513 | 4635009-7153769
10778390 | 4635009-7153796
10778320 | 4635009-7153798
10332444 | 4635009-7159921
10340199 | 4635009-7171375
10436043 | 4635009-7171378
10340730 | 4635009-7171379
10328984 | 4635009-7171380
10331034 | 4635009-7171386
10336185 | 4635009-7171387
10471854 | 4635009-7171393
10436286 | 4635009-7179288
10341405 | 4635009-7185643
10333650 | 4635009-7185644
10341284 | 4635009-7185646
10436409 | 4635009-7195720
10340632 | 4635009-7195726
10340754 | 4635009-7195730
10437592 | 4635009-7196923
10437655 | 4635009-7209287
10328362 | 4635009-7211641
10525793 | 4635009-7221394
10451125 | 4635009-7221400
10513135 | 4635009-7221402
10439915 | 4635009-7238726
10331309 | 4635009-7264221
10330433 | 4635009-7266485
10439392 | 4635009-7268332
10338986 | 4635009-7269686
10331113 | 4635009-7272475
10437433 | 4635009-7273628
10437800 | 4635009-7273636
10439344 | 4635009-7273661
10338904 | 4635009-7275333
10340318 | 4635009-7276087
10329323 | 4635009-7277654
10439740 | 4635009-7280426
10332966 | 4635009-7283610
10437083 | 4635009-7284503
10328508 | 4635009-7288425
10331950 | 4635009-7291150
10437869 | 4635009-7291796
10434093 | 4635009-7292807
10433339 | 4635009-7295015
10438647 | 4635009-7295629
10329624 | 4635009-7295693
10434436 | 4635009-7295699
10330874 | 4635009-7295708
10332853 | 4635009-7295716
10330213 | 4635009-7295721
10433057 | 4635009-7295727
10434333 | 4635009-7295731
10335672 | 4635009-7295737
10336280 | 4635009-7295748
10332291 | 4635009-7295751
10438569 | 4635009-7295757
10435067 | 4635009-7295762
10435426 | 4635009-7295768
10437145 | 4635009-7296993
10340974 | 4635009-7297794
10434374 | 4635009-7298497
10433819 | 4635009-7298501
10433917 | 4635009-7298502
10433714 | 4635009-7298503
10471275 | 4635009-7306108
10437263 | 4635009-7307513
10334135 | 4635009-7310717
10332763 | 4635009-7310719
10333839 | 4635009-7310721
10334180 | 4635009-7310722
10336761 | 4635009-7310723
10333448 | 4635009-7310724
10439000 | 4635009-7311331
10434823 | 4635009-7312843
10436149 | 4635009-7313017
10435622 | 4635009-7321668
10436480 | 4635009-7325290
10341591 | 4635009-7325526
10438930 | 4635009-7329489
10341938 | 4635009-7333010
10341506 | 4635009-7334654
10340420 | 4635009-7335354
10341656 | 4635009-7338294
10329758 | 4635009-7339340
10497155 | 4635009-7341808
10336081 | 4635009-7344369
10988479 | 4635009-7345548
10988463 | 4635009-7345549
10988599 | 4635009-7345550
10988614 | 4635009-7345551
10497314 | 4635009-7345555
10497406 | 4635009-7345557
10988965 | 4635009-7345571
10436706 | 4635009-7358178
10335138 | 4635009-7361860
10339720 | 4635009-7364338
10341067 | 4635009-7368894
10338655 | 4635009-7368917
10335183 | 4635009-7368921
10339179 | 4635009-7368940
10328819 | 4635009-7368945
10329059 | 4635009-7368948
10328865 | 4635009-7368949
10329979 | 4635009-7368950
10332635 | 4635009-7368951
10331483 | 4635009-7368952
10329682 | 4635009-7368953
10333235 | 4635009-7368954
10332470 | 4635009-7368955
11189596 | 4635009-7370810
10335245 | 4635009-7373222
10337209 | 4635009-7381991
10334700 | 4635009-7382001
10339254 | 4635009-7382006
10339144 | 4635009-7382011
10522204 | 4635009-7383692
10525981 | 4635009-7383695
10526131 | 4635009-7383699
11188997 | 4635009-7387986
10826700 | 4635009-7388021
11187702 | 4635009-7388031
11187479 | 4635009-7388049
11187897 | 4635009-7388061
10826895 | 4635009-7388072
10785503 | 4635009-7388073
10526281 | 4635009-7390950
10826672 | 4635009-7390964
10452334 | 4635009-7390965
10452378 | 4635009-7390968
10633843 | 4635009-7392263
10526392 | 4635009-7392278
10785264 | 4635009-7392280
10785340 | 4635009-7392281
10526513 | 4635009-7392282
10826604 | 4635009-7392283
10451005 | 4635009-7395026
10826245 | 4635009-7395029
10768059 | 4635009-7395036
10896965 | 4635009-7395039
10826380 | 4635009-7397577
10526905 | 4635009-7397578
10526734 | 4635009-7397580
10796863 | 4635009-7397588
10796965 | 4635009-7397607
10335391 | 4635009-7398013
10503704 | 4635009-7400868
10333437 | 4635009-7400869
10336406 | 4635009-7404960
10335756 | 4635009-7404990
10527141 | 4635009-7405229
10988783 | 4635009-7405542
11189474 | 4635009-7405559
10785530 | 4635009-7410032
10826159 | 4635009-7410050
10945138 | 4635009-7410078
10329193 | 4635009-7412815
10451142 | 4635009-7424322
10334483 | 4635009-7425031
10337332 | 4635009-7425466
10451463 | 4635009-7428970
10451660 | 4635009-7430884
10451898 | 4635009-7431822
10451910 | 4635009-7432041
11188160 | 4635009-7433701
10383885 | 4635009-7437332
11188072 | 4635009-7439248
10896851 | 4635009-7440860
10452015 | 4635009-7444059
11188897 | 4635009-7455999
11189282 | 4635009-7456454
10497371 | 4635009-7459038
10945290 | 4635009-7465394
11188460 | 4635009-7466895
11189155 | 4635009-7476183
10435294 | 4635009-8077661
10436583 | 4635009-8077677
10435684 | 4635009-8077678
10331805 | 4635009-8206186
10330544 | 4635009-8215500
10330066 | 4635009-8215501
10331654 | 4635009-8231379
10331369 | 4635009-8231383
10432643 | 4635009-8240433
10496747 | 4635009-8240442
10339921 | 4635009-8240445
10339956 | 4635009-8240448
10338273 | 4635009-8283940
10337707 | 4635009-8283947
10338352 | 4635009-8283972
10341181 | 4635009-8283984
10337885 | 4635009-8283990
10339399 | 4635009-8284054
10338106 | 4635009-8284074
10338147 | 4635009-8284081
10335564 | 4635009-8284096
10337994 | 4635009-8284109
10436923 | 4635108-6802284
10333137 | 4635108-7011431
10432800 | 4635108-7011443
10435506 | 4635108-7011444
10328143 | 4635108-7011445
10437338 | 4635108-7017189
10437858 | 4635108-7017207
10432701 | 4635108-7017210
10328195 | 4635108-7082027
10438319 | 4635108-7085078
10438404 | 4635108-7128425
10438603 | 4635108-7128432
10333852 | 4635108-7142247
10440232 | 4635108-7153571
10439781 | 4635108-7153574
10338602 | 4635108-7153749
10433034 | 4635108-7153753
10439514 | 4635108-7153769
10778387 | 4635108-7153796
10778321 | 4635108-7153798
10340200 | 4635108-7171375
10328987 | 4635108-7171380
10330829 | 4635108-7171385
10336184 | 4635108-7171387
10471664 | 4635108-7171393
10436294 | 4635108-7179288
10340623 | 4635108-7195726
10328360 | 4635108-7211641
10525794 | 4635108-7221394
10451123 | 4635108-7221400
10513132 | 4635108-7221402
10439397 | 4635108-7268332
10338990 | 4635108-7269686
10439347 | 4635108-7273661
10329327 | 4635108-7277654
10331949 | 4635108-7291150
10437871 | 4635108-7291796
10434094 | 4635108-7292807
10433344 | 4635108-7295015
10438651 | 4635108-7295629
10329626 | 4635108-7295693
10434444 | 4635108-7295699
10330876 | 4635108-7295708
10332854 | 4635108-7295716
10330206 | 4635108-7295721
10433062 | 4635108-7295727
10434349 | 4635108-7295731
10335673 | 4635108-7295737
10336279 | 4635108-7295748
10332284 | 4635108-7295751
10438522 | 4635108-7295757
10435069 | 4635108-7295762
10435436 | 4635108-7295768
10434385 | 4635108-7298497
10433822 | 4635108-7298501
10433923 | 4635108-7298502
10433718 | 4635108-7298503
10471282 | 4635108-7306108
10331603 | 4635108-7307014
10334138 | 4635108-7310717
10332766 | 4635108-7310719
10333843 | 4635108-7310721
10334183 | 4635108-7310722
10336763 | 4635108-7310723
10333449 | 4635108-7310724
10439001 | 4635108-7311331
10434827 | 4635108-7312843
10436153 | 4635108-7313017
10435623 | 4635108-7321668
10436481 | 4635108-7325290
10329759 | 4635108-7339340
10497153 | 4635108-7341808
10436712 | 4635108-7358178
10336450 | 4635108-7359859
10334946 | 4635108-7361860
10339723 | 4635108-7364338
10337404 | 4635108-7367010
10338658 | 4635108-7368917
10335185 | 4635108-7368921
10328821 | 4635108-7368945
10329064 | 4635108-7368948
10328867 | 4635108-7368949
10332467 | 4635108-7368955
10335184 | 4635108-7373222
10337212 | 4635108-7381991
10334704 | 4635108-7382001
10339255 | 4635108-7382006
10339145 | 4635108-7382011
10522199 | 4635108-7383692
10525982 | 4635108-7383695
10526128 | 4635108-7383699
11188994 | 4635108-7387986
10826697 | 4635108-7388021
11187483 | 4635108-7388049
10826892 | 4635108-7388072
10785713 | 4635108-7388073
10526279 | 4635108-7390950
10526590 | 4635108-7390964
10452332 | 4635108-7390965
10452375 | 4635108-7390968
10633840 | 4635108-7392263
10526389 | 4635108-7392278
10785260 | 4635108-7392280
10785347 | 4635108-7392281
10526512 | 4635108-7392282
10451004 | 4635108-7395026
10768058 | 4635108-7395036
10896962 | 4635108-7395039
10826384 | 4635108-7397577
10526902 | 4635108-7397578
10526730 | 4635108-7397580
10796964 | 4635108-7397607
10335384 | 4635108-7398013
10503702 | 4635108-7400868
10333440 | 4635108-7400869
10336408 | 4635108-7404960
10335757 | 4635108-7404990
10527142 | 4635108-7405229
10988779 | 4635108-7405542
11189486 | 4635108-7405559
10785529 | 4635108-7410032
10826158 | 4635108-7410050
10945137 | 4635108-7410078
10329185 | 4635108-7412815
10451140 | 4635108-7424322
10334484 | 4635108-7425031
10337334 | 4635108-7425466
10451475 | 4635108-7428970
10451669 | 4635108-7430884
10451896 | 4635108-7431822
10451909 | 4635108-7432041
11188105 | 4635108-7433701
10383884 | 4635108-7437332
11188067 | 4635108-7439248
10452010 | 4635108-7444059
11188884 | 4635108-7455999
11189281 | 4635108-7456454
10945288 | 4635108-7465394
11189224 | 4635108-7476183
10331808 | 4635108-8206186
10330453 | 4635108-8215500
10330064 | 4635108-8215501
10331655 | 4635108-8231379
10331370 | 4635108-8231383
10496755 | 4635108-8240442
10338275 | 4635108-8283940
10337711 | 4635108-8283947
10341182 | 4635108-8283984
10339401 | 4635108-8284054
10338107 | 4635108-8284074
10338148 | 4635108-8284081
10335563 | 4635108-8284096
10337995 | 4635108-8284109
10436300 | 4635108-8305049
10436924 | 4635405-6802284
10332442 | 4635405-7011431
10432802 | 4635405-7011443
10435502 | 4635405-7011444
10328074 | 4635405-7011445
10437340 | 4635405-7017189
10437866 | 4635405-7017207
10432703 | 4635405-7017210
10438408 | 4635405-7128425
10438604 | 4635405-7128432
10333854 | 4635405-7142247
10440059 | 4635405-7153571
10439782 | 4635405-7153574
10338606 | 4635405-7153749
10433033 | 4635405-7153753
10439515 | 4635405-7153769
10778385 | 4635405-7153796
10778322 | 4635405-7153798
10340733 | 4635405-7171379
10328983 | 4635405-7171380
10330831 | 4635405-7171385
10331036 | 4635405-7171386
10336186 | 4635405-7171387
10471663 | 4635405-7171393
10436301 | 4635405-7179288
10340627 | 4635405-7195726
10328364 | 4635405-7211641
10525796 | 4635405-7221394
10451130 | 4635405-7221400
10513141 | 4635405-7221402
10439401 | 4635405-7268332
10338994 | 4635405-7269686
10439351 | 4635405-7273661
10329331 | 4635405-7277654
10331951 | 4635405-7291150
10437873 | 4635405-7291796
10434095 | 4635405-7292807
10433348 | 4635405-7295015
10438645 | 4635405-7295629
10329628 | 4635405-7295693
10434452 | 4635405-7295699
10330878 | 4635405-7295708
10332855 | 4635405-7295716
10330209 | 4635405-7295721
10433077 | 4635405-7295727
10434355 | 4635405-7295731
10335674 | 4635405-7295737
10336281 | 4635405-7295748
10332287 | 4635405-7295751
10438525 | 4635405-7295757
10435070 | 4635405-7295762
10435445 | 4635405-7295768
10434396 | 4635405-7298497
10433825 | 4635405-7298501
10433929 | 4635405-7298502
10433722 | 4635405-7298503
10471286 | 4635405-7306108
10331605 | 4635405-7307014
10437265 | 4635405-7307513
10471128 | 4635405-7309902
10334346 | 4635405-7310717
10332764 | 4635405-7310719
10333844 | 4635405-7310721
10334182 | 4635405-7310722
10336765 | 4635405-7310723
10333450 | 4635405-7310724
10439002 | 4635405-7311331
10434831 | 4635405-7312843
10436157 | 4635405-7313017
10435626 | 4635405-7321668
10436482 | 4635405-7325290
10329760 | 4635405-7339340
10497343 | 4635405-7341808
10988482 | 4635405-7345548
10988464 | 4635405-7345549
10988620 | 4635405-7345550
10988691 | 4635405-7345551
10497320 | 4635405-7345555
10497478 | 4635405-7345556
10497420 | 4635405-7345557
10944977 | 4635405-7345558
10634075 | 4635405-7345564
10634444 | 4635405-7345565
10634121 | 4635405-7345566
10634279 | 4635405-7345567
10634150 | 4635405-7345568
10988919 | 4635405-7345570
10988966 | 4635405-7345571
10436668 | 4635405-7358178
10336453 | 4635405-7359859
10334949 | 4635405-7361860
10339726 | 4635405-7364338
10337407 | 4635405-7367010
10341068 | 4635405-7368894
10338656 | 4635405-7368917
10335187 | 4635405-7368921
10328823 | 4635405-7368945
10329061 | 4635405-7368948
10328870 | 4635405-7368949
10513261 | 4635405-7368952
10332471 | 4635405-7368955
11189572 | 4635405-7370810
10335186 | 4635405-7373222
10334708 | 4635405-7382001
10522200 | 4635405-7383692
10525980 | 4635405-7383695
10526146 | 4635405-7383699
10526287 | 4635405-7390950
10526591 | 4635405-7390964
10452339 | 4635405-7390965
10452376 | 4635405-7390968
10633846 | 4635405-7392263
10526383 | 4635405-7392278
10785257 | 4635405-7392280
10785343 | 4635405-7392281
10526514 | 4635405-7392282
10451006 | 4635405-7395026
10768065 | 4635405-7395036
10896971 | 4635405-7395039
10826382 | 4635405-7397577
10526906 | 4635405-7397578
10526731 | 4635405-7397580
10796866 | 4635405-7397588
10796967 | 4635405-7397607
10335388 | 4635405-7398013
10503713 | 4635405-7400868
10333442 | 4635405-7400869
10336410 | 4635405-7404960
10335758 | 4635405-7404990
10527147 | 4635405-7405229
10785574 | 4635405-7410032
10826160 | 4635405-7410050
10945140 | 4635405-7410078
10329188 | 4635405-7412815
10451141 | 4635405-7424322
10334485 | 4635405-7425031
10337345 | 4635405-7425466
10451464 | 4635405-7428970
10451662 | 4635405-7430884
10451899 | 4635405-7431822
10896941 | 4635405-7432041
11188106 | 4635405-7433701
10383887 | 4635405-7437332
11188066 | 4635405-7439248
10452022 | 4635405-7444059
11159681 | 4635405-7444378
11188908 | 4635405-7455999
11189284 | 4635405-7456454
10945277 | 4635405-7465394
11189159 | 4635405-7476183
10331800 | 4635405-8206186
10330452 | 4635405-8215500
10330068 | 4635405-8215501
10331656 | 4635405-8231379
10331371 | 4635405-8231383
10432653 | 4635405-8240433
10496751 | 4635405-8240442
10339925 | 4635405-8240445
10338278 | 4635405-8283940
10337715 | 4635405-8283947
10341183 | 4635405-8283984
10339396 | 4635405-8284054
10338130 | 4635405-8284074
10338149 | 4635405-8284081
10335566 | 4635405-8284096
10337997 | 4635405-8284109
10497432 | 4635504-7345557
10503715 | 4635504-7400868
10435301 | 4635504-8077661
10437870 | 4635603-7017207
10432710 | 4635603-7017210
10439784 | 4635603-7153574
10331657 | 4635603-8231379
10436926 | 4641155-6802284
10332346 | 4641155-7011431
10328589 | 4641155-7011442
10435510 | 4641155-7011444
10328142 | 4641155-7011445
10434952 | 4641155-7011447
10437342 | 4641155-7017189
10437874 | 4641155-7017207
10432726 | 4641155-7017210
10438321 | 4641155-7085078
10438407 | 4641155-7128425
10440064 | 4641155-7153571
10439783 | 4641155-7153574
10338610 | 4641155-7153749
10433038 | 4641155-7153753
10439516 | 4641155-7153769
10778510 | 4641155-7153796
10778411 | 4641155-7153798
10332445 | 4641155-7159921
10340203 | 4641155-7171375
10436045 | 4641155-7171378
10340737 | 4641155-7171379
10328986 | 4641155-7171380
10330946 | 4641155-7171385
10331037 | 4641155-7171386
10471665 | 4641155-7171393
10436308 | 4641155-7179288
10341287 | 4641155-7185646
10436411 | 4641155-7195720
10340626 | 4641155-7195726
10340755 | 4641155-7195730
10437593 | 4641155-7196923
10437659 | 4641155-7209287
10328361 | 4641155-7211641
10331313 | 4641155-7264221
10338998 | 4641155-7269686
10437437 | 4641155-7273628
10437803 | 4641155-7273636
10340319 | 4641155-7276087
10439743 | 4641155-7280426
10332967 | 4641155-7283610
10437078 | 4641155-7284503
10328511 | 4641155-7288425
10437146 | 4641155-7296993
10340975 | 4641155-7297794
10439218 | 4641155-7307555
10439962 | 4641155-7312880
10341595 | 4641155-7325526
10438936 | 4641155-7329489
10341939 | 4641155-7333010
10341508 | 4641155-7334654
10340423 | 4641155-7335354
10341657 | 4641155-7338294
10988327 | 4641155-7345547
10988513 | 4641155-7345548
10988427 | 4641155-7345549
10988675 | 4641155-7345551
10497509 | 4641155-7345555
10497732 | 4641155-7345556
10497593 | 4641155-7345557
10497741 | 4641155-7459038
10436593 | 4641155-8077677
10331803 | 4641155-8206186
10330454 | 4641155-8215500
10330069 | 4641155-8215501
10331658 | 4641155-8231379
10331372 | 4641155-8231383
10432666 | 4641155-8240433
10496821 | 4641155-8240442
10339957 | 4641155-8240448
10436928 | 4644803-6802284
10432740 | 4644803-7017210
10439785 | 4644803-7153574
10436290 | 4644803-7179288
10328365 | 4644803-7211641
10525913 | 4644803-7221394
10451446 | 4644803-7221400
10329334 | 4644803-7277654
10331952 | 4644803-7291150
10437875 | 4644803-7291796
10434098 | 4644803-7292807
10438655 | 4644803-7295629
10433085 | 4644803-7295727
10434364 | 4644803-7295731
10335675 | 4644803-7295737
10433828 | 4644803-7298501
10433937 | 4644803-7298502
10433711 | 4644803-7298503
10471284 | 4644803-7306108
10334347 | 4644803-7310717
10332767 | 4644803-7310719
10333845 | 4644803-7310721
10436161 | 4644803-7313017
10436483 | 4644803-7325290
10497328 | 4644803-7341808
10497606 | 4644803-7345557
10988915 | 4644803-7345570
10436675 | 4644803-7358178
10334948 | 4644803-7361860
10328825 | 4644803-7368945
10332618 | 4644803-7368951
10329683 | 4644803-7368953
10332472 | 4644803-7368955
10335188 | 4644803-7373222
10339256 | 4644803-7382006
10785607 | 4644803-7388073
10526658 | 4644803-7390964
10452447 | 4644803-7390968
10826470 | 4644803-7392283
10768128 | 4644803-7395036
10797108 | 4644803-7397607
10503853 | 4644803-7400868
10527044 | 4644803-7405229
10329191 | 4644803-7412815
10334487 | 4644803-7425031
10337327 | 4644803-7425466
11188604 | 4644803-7439248
11188755 | 4644803-7455999
11189232 | 4644803-7476183
10330456 | 4644803-8215500
10330073 | 4644803-8215501
10331373 | 4644803-8231383
10496826 | 4644803-8240442
10337708 | 4644803-8283947
10437344 | 4645200-7017189
10440225 | 4645200-7153571
10434096 | 4645200-7292807
10434369 | 4645200-7295731
10503865 | 4645200-7400868
10435304 | 4645200-8077661
10451297 | 4645202-7221400
10435311 | 4645202-8077661
10437335 | 4645204-7017189
10440227 | 4645204-7153571
10328366 | 4645204-7211641
10451303 | 4645204-7221400
10331953 | 4645204-7291150
10434099 | 4645204-7292807
10433100 | 4645204-7295727
10334348 | 4645204-7310717
10436683 | 4645204-7358178
10334947 | 4645204-7361860
10452371 | 4645204-8231383
10437337 | 4645206-7017189
10437878 | 4645206-7017207
10440066 | 4645206-7153571
10439786 | 4645206-7153574
10328370 | 4645206-7211641
10525898 | 4645206-7221394
10451291 | 4645206-7221400
10439919 | 4645206-7238726
10439350 | 4645206-7273661
10329337 | 4645206-7277654
10331954 | 4645206-7291150
10437877 | 4645206-7291796
10434097 | 4645206-7292807
10438662 | 4645206-7295629
10330880 | 4645206-7295708
10332856 | 4645206-7295716
10330211 | 4645206-7295721
10433032 | 4645206-7295727
10434372 | 4645206-7295731
10335676 | 4645206-7295737
10433829 | 4645206-7298501
10433933 | 4645206-7298502
10433716 | 4645206-7298503
10471288 | 4645206-7306108
10334349 | 4645206-7310717
10332768 | 4645206-7310719
10333828 | 4645206-7310721
10334185 | 4645206-7310722
10336767 | 4645206-7310723
10333451 | 4645206-7310724
10436152 | 4645206-7313017
10435627 | 4645206-7321668
10436484 | 4645206-7325290
10497340 | 4645206-7341808
10436691 | 4645206-7358178
10334953 | 4645206-7361860
10335189 | 4645206-7373222
10797078 | 4645206-7397607
10503862 | 4645206-7400868
10527046 | 4645206-7405229
10435318 | 4645206-8077661
10331374 | 4645206-8231383
10437339 | 4645230-7017189
10334952 | 4645230-7361860
10440068 | 4645251-7153571
10334951 | 4645251-7361860
10503666 | 4645251-7400868
10435324 | 4645251-8077661
10437341 | 4645255-7017189
10437883 | 4645255-7017207
10440070 | 4645255-7153571
10497345 | 4645255-7341808
10334950 | 4645255-7361860
10503667 | 4645255-7400868
10435307 | 4645255-8077661
10440072 | 4645289-7153571
10334954 | 4645289-7361860
10437860 | 4653002-7017207
10432753 | 4653002-7017210
10439788 | 4653002-7153574
10436297 | 4653002-7179288
10434100 | 4653002-7292807
10434375 | 4653002-7295731
10438528 | 4653002-7295757
10433720 | 4653002-7298503
10437267 | 4653002-7307513
10436156 | 4653002-7313017
10497489 | 4653002-7345555
10497621 | 4653002-7345557
10334955 | 4653002-7361860
11188696 | 4653002-7370810
10526316 | 4653002-7390950
10452457 | 4653002-7390968
10331659 | 4653002-8231379
10328197 | 4657689-7082027
10333858 | 4657689-7142247
10768214 | 4657689-7307923
10471130 | 4657689-7309902
10337410 | 4657689-7367010
11189570 | 4657689-7370810
10897083 | 4657689-7425031
10896946 | 4657689-7432041
11159680 | 4657689-7444378
11189230 | 4657689-7476183
10336946 | 4657689-8215503
10436304 | 4657689-8305049
10338615 | 4660908-7153749
10778482 | 4660908-7221394
10437879 | 4660908-7291796
10434101 | 4660908-7292807
10471292 | 4660908-7306108
10334350 | 4660908-7310717
10332771 | 4660908-7310719
10333831 | 4660908-7310721
10333452 | 4660908-7310724
10497325 | 4660908-7341808
10436305 | 4661005-7179288
10450964 | 4661005-7382006
11187626 | 4661005-7388049
10332347 | 4661104-7011431
10432758 | 4661104-7017210
10440233 | 4661104-7153571
10333651 | 4661104-7185644
10328367 | 4661104-7211641
10437147 | 4661104-7296993
10785600 | 4661104-7388073
10768105 | 4661104-7395036
10451395 | 4661401-7221400
10450912 | 4661807-7368953
10432770 | 4662300-7017210
10436312 | 4662300-7179288
10451385 | 4662300-7221400
10334963 | 4662300-7361860
10335190 | 4662300-7368921
10335191 | 4662300-7373222
10450962 | 4662300-7382006
11187819 | 4662300-7388061
10826740 | 4662300-7388072
10785598 | 4662300-7388073
10527205 | 4662300-7405229
10383863 | 4662300-7425031
10331660 | 4662300-8231379
10432705 | 4662409-7017210
10338604 | 4662409-7153749
10336188 | 4662409-7171387
10436310 | 4662409-7179288
10451377 | 4662409-7221400
10513237 | 4662409-7221402
10437148 | 4662409-7296993
10439966 | 4662409-7312880
10944878 | 4662409-7345557
10634362 | 4662409-7345567
10634271 | 4662409-7345568
10988908 | 4662409-7345570
10334956 | 4662409-7361860
10328868 | 4662409-7368949
10450913 | 4662409-7368953
10334695 | 4662409-7382001
10450963 | 4662409-7382006
10451009 | 4662409-7382011
11187618 | 4662409-7388049
11187817 | 4662409-7388061
10785717 | 4662409-7388073
10785768 | 4662409-7395026
10333443 | 4662409-7400869
10331661 | 4662409-8231379
10436930 | 4662508-6802284
10332348 | 4662508-7011431
10328592 | 4662508-7011442
10432806 | 4662508-7011443
10435518 | 4662508-7011444
10328144 | 4662508-7011445
10434956 | 4662508-7011447
10437343 | 4662508-7017189
10437864 | 4662508-7017207
10432713 | 4662508-7017210
10438412 | 4662508-7128425
10438644 | 4662508-7128434
10440234 | 4662508-7153571
10439787 | 4662508-7153574
10338608 | 4662508-7153749
10433042 | 4662508-7153753
10439517 | 4662508-7153769
10439720 | 4662508-7153771
10778497 | 4662508-7153796
10778362 | 4662508-7153798
10340206 | 4662508-7171375
10436047 | 4662508-7171378
10340739 | 4662508-7171379
10329036 | 4662508-7171380
10330947 | 4662508-7171385
10331038 | 4662508-7171386
10336190 | 4662508-7171387
10471667 | 4662508-7171393
10436318 | 4662508-7179288
10341397 | 4662508-7185643
10333652 | 4662508-7185644
10341290 | 4662508-7185646
10328371 | 4662508-7211641
10525886 | 4662508-7221394
10451389 | 4662508-7221400
10513243 | 4662508-7221402
10439405 | 4662508-7268332
10339002 | 4662508-7269686
10439353 | 4662508-7273661
10437186 | 4662508-7273669
10329340 | 4662508-7277654
10328514 | 4662508-7288425
10331955 | 4662508-7291150
10437882 | 4662508-7291796
10434105 | 4662508-7292807
10433352 | 4662508-7295015
10438679 | 4662508-7295629
10329630 | 4662508-7295693
10434460 | 4662508-7295699
10330875 | 4662508-7295708
10332857 | 4662508-7295716
10330214 | 4662508-7295721
10433036 | 4662508-7295727
10434379 | 4662508-7295731
10335677 | 4662508-7295737
10336283 | 4662508-7295748
10332290 | 4662508-7295751
10438531 | 4662508-7295757
10435071 | 4662508-7295762
10435325 | 4662508-7295768
10437149 | 4662508-7296993
10434368 | 4662508-7298497
10433834 | 4662508-7298501
10433941 | 4662508-7298502
10433724 | 4662508-7298503
10471296 | 4662508-7306108
10331607 | 4662508-7307014
10437269 | 4662508-7307513
10439222 | 4662508-7307555
10334351 | 4662508-7310717
10332770 | 4662508-7310719
10333834 | 4662508-7310721
10334184 | 4662508-7310722
10336764 | 4662508-7310723
10333453 | 4662508-7310724
10439003 | 4662508-7311331
10434820 | 4662508-7312843
10439970 | 4662508-7312880
10436160 | 4662508-7313017
10435630 | 4662508-7321668
10436485 | 4662508-7325290
10341510 | 4662508-7334654
10329761 | 4662508-7339340
10497309 | 4662508-7341808
10336083 | 4662508-7344369
10988323 | 4662508-7345547
10988509 | 4662508-7345548
10988425 | 4662508-7345549
10988696 | 4662508-7345550
10988658 | 4662508-7345551
10497476 | 4662508-7345555
10497693 | 4662508-7345556
10497563 | 4662508-7345557
10945005 | 4662508-7345558
10634229 | 4662508-7345564
10634481 | 4662508-7345565
10634243 | 4662508-7345566
10634364 | 4662508-7345567
10634281 | 4662508-7345568
10988905 | 4662508-7345570
10989011 | 4662508-7345571
10436670 | 4662508-7358178
10336452 | 4662508-7359859
10334957 | 4662508-7361860
10338660 | 4662508-7368917
10335193 | 4662508-7368921
10450909 | 4662508-7368940
10328812 | 4662508-7368945
10329062 | 4662508-7368948
10328871 | 4662508-7368949
10329980 | 4662508-7368950
10332621 | 4662508-7368951
10331485 | 4662508-7368952
10329684 | 4662508-7368953
10333236 | 4662508-7368954
10332474 | 4662508-7368955
11188648 | 4662508-7370810
10335192 | 4662508-7373222
10337215 | 4662508-7381991
10334699 | 4662508-7382001
10339257 | 4662508-7382006
10339111 | 4662508-7382011
10336568 | 4662508-7382016
10522247 | 4662508-7383692
10526036 | 4662508-7383695
10526173 | 4662508-7383699
11189061 | 4662508-7387986
10826771 | 4662508-7388021
11187631 | 4662508-7388031
11187567 | 4662508-7388049
11187827 | 4662508-7388061
10826744 | 4662508-7388072
10785715 | 4662508-7388073
10526308 | 4662508-7390950
10526642 | 4662508-7390964
10452030 | 4662508-7390965
10452432 | 4662508-7390968
10633890 | 4662508-7392263
10526440 | 4662508-7392278
10785481 | 4662508-7392280
10785446 | 4662508-7392281
10526835 | 4662508-7392282
10826588 | 4662508-7392283
10451063 | 4662508-7395026
10826481 | 4662508-7395029
10768108 | 4662508-7395036
10897077 | 4662508-7395039
10826425 | 4662508-7397577
10526941 | 4662508-7397578
10526764 | 4662508-7397580
10797051 | 4662508-7397607
10335392 | 4662508-7398013
10503844 | 4662508-7400868
10333444 | 4662508-7400869
10336412 | 4662508-7404960
10335759 | 4662508-7404990
10527207 | 4662508-7405229
10988798 | 4662508-7405542
11188206 | 4662508-7405559
10329194 | 4662508-7412815
10451184 | 4662508-7424322
10334491 | 4662508-7425031
10337329 | 4662508-7425466
10451598 | 4662508-7428970
10451805 | 4662508-7430884
10452162 | 4662508-7431822
10451965 | 4662508-7432041
11188146 | 4662508-7433701
10383917 | 4662508-7437332
11188543 | 4662508-7439248
10896877 | 4662508-7440860
10451752 | 4662508-7444059
11188748 | 4662508-7455999
11189358 | 4662508-7456454
10945337 | 4662508-7465394
11189189 | 4662508-7476183
10331806 | 4662508-8206186
10330455 | 4662508-8215500
10330070 | 4662508-8215501
10331662 | 4662508-8231379
10331375 | 4662508-8231383
10496803 | 4662508-8240442
10436931 | 4662805-6802284
10437345 | 4662805-7017189
10440239 | 4662805-7153571
10439789 | 4662805-7153574
10328368 | 4662805-7211641
10525893 | 4662805-7221394
10451401 | 4662805-7221400
10331310 | 4662805-7264221
10330434 | 4662805-7266485
10331100 | 4662805-7272475
10439357 | 4662805-7273661
10338908 | 4662805-7275333
10340322 | 4662805-7276087
10439745 | 4662805-7280426
10437884 | 4662805-7291796
10434102 | 4662805-7292807
10438669 | 4662805-7295629
10340976 | 4662805-7297794
10433931 | 4662805-7298502
10433713 | 4662805-7298503
10471285 | 4662805-7306108
10334352 | 4662805-7310717
10332773 | 4662805-7310719
10333837 | 4662805-7310721
10336766 | 4662805-7310723
10333454 | 4662805-7310724
10435633 | 4662805-7321668
10436486 | 4662805-7325290
10497315 | 4662805-7341808
10436677 | 4662805-7358178
10334959 | 4662805-7361860
10341069 | 4662805-7368894
10338657 | 4662805-7368917
10329686 | 4662805-7368953
10332491 | 4662805-7368955
10768111 | 4662805-7395036
10796924 | 4662805-7397588
10503836 | 4662805-7400868
10527116 | 4662805-7405229
10334488 | 4662805-7425031
10337331 | 4662805-7425466
10330457 | 4662805-8215500
10330074 | 4662805-8215501
10331663 | 4662805-8231379
10331376 | 4662805-8231383
10338353 | 4662805-8283972
10778376 | 4670204-7195726
10329632 | 4670204-7295693
10434447 | 4670204-7295699
10332293 | 4670204-7295751
10336768 | 4670204-7310723
10331484 | 4670204-7368952
10526072 | 4670204-7383695
10526685 | 4670204-7390964
10768161 | 4670204-7395036
10503721 | 4670204-7400868
10335760 | 4670204-7404990
10437868 | 4670501-7017207
10432734 | 4670501-7017210
10439790 | 4670501-7153574
10471146 | 4670501-7309902
10334958 | 4670501-7361860
10341070 | 4670501-7368894
10503719 | 4670501-7400868
10335762 | 4670501-7404990
10527094 | 4670501-7405229
10451536 | 4670501-7444059
10330460 | 4670501-8215500
10331664 | 4670501-8231379
10450952 | 4670810-7382001
10451015 | 4670810-7382011
11187864 | 4670810-7388049
10433935 | 4670820-7298502
10436599 | 4670820-8077677
10437872 | 4679254-7017207
10432749 | 4679254-7017210
10439792 | 4679254-7153574
10436325 | 4679254-7179288
10434106 | 4679254-7292807
10434383 | 4679254-7295731
10438533 | 4679254-7295757
10433717 | 4679254-7298503
10471289 | 4679254-7306108
10437271 | 4679254-7307513
10471158 | 4679254-7309902
10436164 | 4679254-7313017
10497401 | 4679254-7345555
10497884 | 4679254-7345557
10334961 | 4679254-7361860
11188438 | 4679254-7370810
10335196 | 4679254-7373222
10526571 | 4679254-7390950
10452268 | 4679254-7390965
10452314 | 4679254-7390968
10503771 | 4679254-7400868
10335765 | 4679254-7404990
10331665 | 4679254-8231379
11159728 | 4700090-7444378
11159723 | 4700092-7444378
10432761 | 4700134-7017210
10331958 | 4700134-7291150
10471140 | 4700134-7309902
10333455 | 4700134-7310724
10334960 | 4700134-7361860
10513286 | 4700134-7368952
10332495 | 4700134-7368955
10335194 | 4700134-7373222
10633957 | 4700134-7392263
10526498 | 4700134-7392278
10330459 | 4700134-8215500
10330071 | 4700134-8215501
10331666 | 4700134-8231379
10436311 | 4700215-8305049
10336947 | 4700220-8215503
10437441 | 4706206-7273628
10437807 | 4706206-7273636
10435918 | 4713707-7061259
10332046 | 4713707-7159921
10437663 | 4713707-7209287
10338910 | 4713707-7275333
10341513 | 4713707-7334654
10435921 | 4713806-7061259
10436413 | 4713806-7195720
10340756 | 4713806-7195730
10331314 | 4713806-7264221
10330435 | 4713806-7266485
10331106 | 4713806-7272475
10338914 | 4713806-7275333
10340325 | 4713806-7276087
10439747 | 4713806-7280426
10340977 | 4713806-7297794
10329342 | 4717104-7277654
10331956 | 4717104-7291150
10437886 | 4717104-7291796
10438674 | 4717104-7295629
10329634 | 4717104-7295693
10335678 | 4717104-7295737
10336285 | 4717104-7295748
10332292 | 4717104-7295751
10438535 | 4717104-7295757
10334353 | 4717104-7310717
10332769 | 4717104-7310719
10333840 | 4717104-7310721
10334187 | 4717104-7310722
10333458 | 4717104-7310724
10434824 | 4717104-7312843
10435635 | 4717104-7321668
10436686 | 4717104-7358178
10513270 | 4717104-7368954
10332473 | 4717104-7368955
10945148 | 4717104-7410078
10437348 | 4717500-7017189
10332048 | 4717500-7159921
10331959 | 4717500-7291150
10341515 | 4717500-7334654
10497765 | 4717500-7459038
10503756 | 4717906-7400868
10435313 | 4717906-8077661
10341598 | 4723409-7325526
10341940 | 4723409-7333010
10340425 | 4723409-7335354
10341658 | 4723409-7338294
10437442 | 4743530-7273628
10438939 | 4743530-7329489
10340740 | 4746302-7171379
10497270 | 4746302-7341808
10988381 | 4746302-7345547
10988577 | 4746302-7345549
10497386 | 4746302-7345555
10497379 | 4746302-7345556
10944973 | 4746302-7345557
10944942 | 4746302-7345558
10634078 | 4746302-7345564
10634403 | 4746302-7345565
10634205 | 4746302-7345566
10634122 | 4746302-7345567
10634433 | 4746302-7345568
10988952 | 4746302-7345570
10989044 | 4746302-7345571
10335767 | 4746302-7404990
10526353 | 4746302-7405229
10331377 | 4746302-8231383
10432668 | 4746302-8240433
10988956 | 4746608-7345570
10333445 | 4746608-7400869
10436933 | 4748075-6802284
10332351 | 4748075-7011431
10432804 | 4748075-7011443
10435526 | 4748075-7011444
10328145 | 4748075-7011445
10437350 | 4748075-7017189
10437876 | 4748075-7017207
10432767 | 4748075-7017210
10438409 | 4748075-7128425
10333855 | 4748075-7142247
10440241 | 4748075-7153571
10439791 | 4748075-7153574
10338612 | 4748075-7153749
10433040 | 4748075-7153753
10439518 | 4748075-7153769
10778572 | 4748075-7153796
10778557 | 4748075-7153798
10340741 | 4748075-7171379
10331039 | 4748075-7171386
10336192 | 4748075-7171387
10471668 | 4748075-7171393
10436329 | 4748075-7179288
10340630 | 4748075-7195726
10328372 | 4748075-7211641
10525939 | 4748075-7221394
10451440 | 4748075-7221400
10513251 | 4748075-7221402
10439407 | 4748075-7268332
10339006 | 4748075-7269686
10439363 | 4748075-7273661
10331957 | 4748075-7291150
10434104 | 4748075-7292807
10433356 | 4748075-7295015
10434456 | 4748075-7295699
10433233 | 4748075-7295727
10434386 | 4748075-7295731
10435072 | 4748075-7295762
10435330 | 4748075-7295768
10331609 | 4748075-7307014
10334186 | 4748075-7310722
10333456 | 4748075-7310724
10434825 | 4748075-7312843
10436168 | 4748075-7313017
10435637 | 4748075-7321668
10988546 | 4748075-7345548
10989046 | 4748075-7345571
10334964 | 4748075-7361860
10339729 | 4748075-7364338
10513125 | 4748075-7368948
10450938 | 4748075-7368955
10335195 | 4748075-7373222
10334703 | 4748075-7382001
10785436 | 4748075-7392281
10768212 | 4748075-7397580
10335394 | 4748075-7398013
10503770 | 4748075-7400868
10333429 | 4748075-7400869
10336414 | 4748075-7404960
10335761 | 4748075-7404990
10526354 | 4748075-7405229
10785710 | 4748075-7410032
10826377 | 4748075-7410050
10329189 | 4748075-7412815
10451283 | 4748075-7424322
10334492 | 4748075-7425031
10337333 | 4748075-7425466
10451647 | 4748075-7428970
10451861 | 4748075-7430884
10451884 | 4748075-7431822
10896959 | 4748075-7432041
11188030 | 4748075-7433701
10383954 | 4748075-7437332
11188856 | 4748075-7439248
10451565 | 4748075-7444059
11189265 | 4748075-7455999
11189435 | 4748075-7456454
10945096 | 4748075-7465394
11189556 | 4748075-7476183
10331809 | 4748075-8206186
10330458 | 4748075-8215500
10331667 | 4748075-8231379
10331378 | 4748075-8231383
10432685 | 4748075-8240433
10496894 | 4748075-8240442
10339924 | 4748075-8240445
10338280 | 4748075-8283940
10337712 | 4748075-8283947
10339397 | 4748075-8284054
10338132 | 4748075-8284074
10338151 | 4748075-8284081
10335567 | 4748075-8284096
10338001 | 4748075-8284109
10435924 | 4816901-7061259
10332047 | 4816901-7159921
10435925 | 4817295-7061259
10436415 | 4817295-7195720
10340757 | 4817295-7195730
10331316 | 4817295-7264221
10330436 | 4817295-7266485
10331109 | 4817295-7272475
10437446 | 4817295-7273628
10437809 | 4817295-7273636
10338911 | 4817295-7275333
10340328 | 4817295-7276087
10439730 | 4817295-7280426
10332968 | 4817295-7283610
10340978 | 4817295-7297794
10437598 | 4817805-7196923
10437450 | 4817805-7273628
10437811 | 4817805-7273636
10437081 | 4817805-7284503
10340979 | 4817805-7297794
10438942 | 4817805-7329489
10334962 | 4818407-7361860
10435928 | 4831509-7061259
10332051 | 4831509-7159921
10436416 | 4832002-7195720
10340758 | 4832002-7195730
10331317 | 4832002-7264221
10330437 | 4832002-7266485
10331114 | 4832002-7272475
10338915 | 4832002-7275333
10340331 | 4832002-7276087
10439733 | 4832002-7280426
10340980 | 4832002-7297794
10437594 | 4832705-7196923
10437454 | 4832705-7273628
10437082 | 4832705-7284503
10340981 | 4832705-7297794
10497739 | 4832705-7459038
11188378 | 4832705-7466895
11188381 | 4833307-7466895
10452250 | 4834909-7284503
10341599 | 4845335-7325526
10341518 | 4845335-7334654
10436935 | 4907101-6802284
10437346 | 4907101-7017189
10437881 | 4907101-7017207
10432778 | 4907101-7017210
10438414 | 4907101-7128425
10440073 | 4907101-7153571
10439793 | 4907101-7153574
10338616 | 4907101-7153749
10436313 | 4907101-7179288
10328369 | 4907101-7211641
10525790 | 4907101-7221394
10451124 | 4907101-7221400
10513129 | 4907101-7221402
10439355 | 4907101-7273661
10329344 | 4907101-7277654
10331960 | 4907101-7291150
10437888 | 4907101-7291796
10434107 | 4907101-7292807
10438690 | 4907101-7295629
10434464 | 4907101-7295699
10330877 | 4907101-7295708
10332858 | 4907101-7295716
10330217 | 4907101-7295721
10433049 | 4907101-7295727
10434388 | 4907101-7295731
10335679 | 4907101-7295737
10433837 | 4907101-7298501
10433939 | 4907101-7298502
10433721 | 4907101-7298503
10471293 | 4907101-7306108
10334354 | 4907101-7310717
10332772 | 4907101-7310719
10333842 | 4907101-7310721
10334189 | 4907101-7310722
10336769 | 4907101-7310723
10333459 | 4907101-7310724
10436167 | 4907101-7313017
10435639 | 4907101-7321668
10436487 | 4907101-7325290
10329762 | 4907101-7339340
10497150 | 4907101-7341808
10497396 | 4907101-7345557
10988870 | 4907101-7345570
10436689 | 4907101-7358178
10334966 | 4907101-7361860
10339715 | 4907101-7364338
10341071 | 4907101-7368894
10338659 | 4907101-7368917
10335199 | 4907101-7368921
10339183 | 4907101-7368940
10328814 | 4907101-7368945
10329058 | 4907101-7368948
10328869 | 4907101-7368949
10329981 | 4907101-7368950
10332624 | 4907101-7368951
10331486 | 4907101-7368952
10329688 | 4907101-7368953
10332476 | 4907101-7368955
10335197 | 4907101-7373222
10337218 | 4907101-7381991
10334707 | 4907101-7382001
10339258 | 4907101-7382006
10339113 | 4907101-7382011
10339607 | 4907101-7382016
10522196 | 4907101-7383692
10525979 | 4907101-7383695
10526123 | 4907101-7383699
11188991 | 4907101-7387986
10826694 | 4907101-7388021
11187695 | 4907101-7388031
11187476 | 4907101-7388049
11187895 | 4907101-7388061
10826884 | 4907101-7388072
10785708 | 4907101-7388073
10526278 | 4907101-7390950
10526599 | 4907101-7390964
10452333 | 4907101-7390965
10452377 | 4907101-7390968
10633842 | 4907101-7392263
10526382 | 4907101-7392278
10785252 | 4907101-7392280
10785332 | 4907101-7392281
10526518 | 4907101-7392282
10826586 | 4907101-7392283
10451001 | 4907101-7395026
10768057 | 4907101-7395036
10896960 | 4907101-7395039
10796860 | 4907101-7397588
10796960 | 4907101-7397607
10503685 | 4907101-7400868
10333430 | 4907101-7400869
10527134 | 4907101-7405229
11189470 | 4907101-7405559
10329192 | 4907101-7412815
10451137 | 4907101-7424322
10334489 | 4907101-7425031
10337335 | 4907101-7425466
10451888 | 4907101-7431822
10451903 | 4907101-7432041
11188103 | 4907101-7433701
11188042 | 4907101-7439248
10452003 | 4907101-7444059
11188874 | 4907101-7455999
11189149 | 4907101-7476183
10435321 | 4907101-8077661
10436610 | 4907101-8077677
10330461 | 4907101-8215500
10330075 | 4907101-8215501
10331745 | 4907101-8231379
10331379 | 4907101-8231383
10496750 | 4907101-8240442
10337710 | 4907101-8283947
10338354 | 4907101-8283972
10436938 | 4907200-6802284
10437347 | 4907200-7017189
10437887 | 4907200-7017207
10438322 | 4907200-7085078
10440075 | 4907200-7153571
10439795 | 4907200-7153574
10338605 | 4907200-7153749
10778381 | 4907200-7153796
10778316 | 4907200-7153798
10471671 | 4907200-7171393
10436321 | 4907200-7179288
10328373 | 4907200-7211641
10525788 | 4907200-7221394
10451126 | 4907200-7221400
10439918 | 4907200-7238726
10439359 | 4907200-7273661
10329324 | 4907200-7277654
10331962 | 4907200-7291150
10437890 | 4907200-7291796
10434109 | 4907200-7292807
10438686 | 4907200-7295629
10330879 | 4907200-7295708
10332859 | 4907200-7295716
10330220 | 4907200-7295721
10433053 | 4907200-7295727
10434391 | 4907200-7295731
10335680 | 4907200-7295737
10433840 | 4907200-7298501
10433943 | 4907200-7298502
10433725 | 4907200-7298503
10471297 | 4907200-7306108
10439226 | 4907200-7307555
10334355 | 4907200-7310717
10332774 | 4907200-7310719
10333841 | 4907200-7310721
10334188 | 4907200-7310722
10336771 | 4907200-7310723
10333457 | 4907200-7310724
10436171 | 4907200-7313017
10435641 | 4907200-7321668
10436488 | 4907200-7325290
10497149 | 4907200-7341808
10336082 | 4907200-7344369
10436697 | 4907200-7358178
10334965 | 4907200-7361860
10339718 | 4907200-7364338
10341072 | 4907200-7368894
10332627 | 4907200-7368951
10331487 | 4907200-7368952
10329690 | 4907200-7368953
10332477 | 4907200-7368955
11189592 | 4907200-7370810
10335198 | 4907200-7373222
10337221 | 4907200-7381991
10334698 | 4907200-7382001
10339259 | 4907200-7382006
10339115 | 4907200-7382011
10522198 | 4907200-7383692
10826688 | 4907200-7388021
11187697 | 4907200-7388031
11187469 | 4907200-7388049
11187899 | 4907200-7388061
10826886 | 4907200-7388072
10526270 | 4907200-7390950
10526582 | 4907200-7390964
10452380 | 4907200-7390968
10826595 | 4907200-7392283
10826240 | 4907200-7395029
10796859 | 4907200-7397588
10796961 | 4907200-7397607
10503687 | 4907200-7400868
10335763 | 4907200-7404990
10527137 | 4907200-7405229
11188043 | 4907200-7439248
10452005 | 4907200-7444059
10945283 | 4907200-7465394
11189150 | 4907200-7476183
10435327 | 4907200-8077661
10330465 | 4907200-8215500
10330072 | 4907200-8215501
10331380 | 4907200-8231383
10335200 | 4910709-7373222
10341659 | 4923736-7338294
10497791 | 4923736-7459038
10338995 | 4932208-7269686
10331965 | 4932208-7291150
10336084 | 4932208-7344369
10339260 | 4932208-7382006
10471154 | 4932307-7309902
10334969 | 4932307-7361860
10503686 | 4932307-7400868
10335764 | 4932307-7404990
10330462 | 4932307-8215500
10525943 | 4932505-7221394
10451443 | 4932505-7221400
10503774 | 4932505-7400868
10435331 | 4932505-8077661
10503693 | 4932604-7400868
10471138 | 4954509-7309902
10337413 | 4954509-7367010
11159687 | 4954509-7444378
10435340 | 4954509-8077661
10436940 | 4954608-6802284
10332349 | 4954608-7011431
10328595 | 4954608-7011442
10432808 | 4954608-7011443
10435504 | 4954608-7011444
10328075 | 4954608-7011445
10434960 | 4954608-7011447
10437349 | 4954608-7017189
10437892 | 4954608-7017207
10432788 | 4954608-7017210
10328199 | 4954608-7082027
10438318 | 4954608-7085078
10333857 | 4954608-7142247
10440077 | 4954608-7153571
10439797 | 4954608-7153574
10338609 | 4954608-7153749
10433043 | 4954608-7153753
10439519 | 4954608-7153769
10778394 | 4954608-7153796
10778461 | 4954608-7153798
10340202 | 4954608-7171375
10436049 | 4954608-7171378
10340742 | 4954608-7171379
10329039 | 4954608-7171380
10330948 | 4954608-7171385
10331040 | 4954608-7171386
10336193 | 4954608-7171387
10471673 | 4954608-7171393
10436328 | 4954608-7179288
10341400 | 4954608-7185643
10333653 | 4954608-7185644
10341293 | 4954608-7185646
10340634 | 4954608-7195726
10328375 | 4954608-7211641
10525808 | 4954608-7221394
10451251 | 4954608-7221400
10513153 | 4954608-7221402
10339000 | 4954608-7269686
10439361 | 4954608-7273661
10329328 | 4954608-7277654
10331963 | 4954608-7291150
10437891 | 4954608-7291796
10434112 | 4954608-7292807
10433359 | 4954608-7295015
10438694 | 4954608-7295629
10329636 | 4954608-7295693
10434471 | 4954608-7295699
10330881 | 4954608-7295708
10332860 | 4954608-7295716
10330212 | 4954608-7295721
10433060 | 4954608-7295727
10434394 | 4954608-7295731
10335681 | 4954608-7295737
10336282 | 4954608-7295748
10332295 | 4954608-7295751
10438537 | 4954608-7295757
10435073 | 4954608-7295762
10435336 | 4954608-7295768
10434377 | 4954608-7298497
10433830 | 4954608-7298501
10433945 | 4954608-7298502
10433712 | 4954608-7298503
10471287 | 4954608-7306108
10331611 | 4954608-7307014
10437273 | 4954608-7307513
10471147 | 4954608-7309902
10334356 | 4954608-7310717
10332777 | 4954608-7310719
10333546 | 4954608-7310721
10334192 | 4954608-7310722
10336773 | 4954608-7310723
10333460 | 4954608-7310724
10439004 | 4954608-7311331
10434829 | 4954608-7312843
10436172 | 4954608-7313017
10435643 | 4954608-7321668
10436489 | 4954608-7325290
10329763 | 4954608-7339340
10497184 | 4954608-7341808
10336085 | 4954608-7344369
10988484 | 4954608-7345548
10988400 | 4954608-7345549
10988671 | 4954608-7345550
10988626 | 4954608-7345551
10497324 | 4954608-7345555
10497553 | 4954608-7345556
10497467 | 4954608-7345557
10944983 | 4954608-7345558
10634135 | 4954608-7345564
10634461 | 4954608-7345565
10634141 | 4954608-7345566
10634312 | 4954608-7345567
10634216 | 4954608-7345568
10988928 | 4954608-7345570
10988973 | 4954608-7345571
10436701 | 4954608-7358178
10336454 | 4954608-7359859
10334967 | 4954608-7361860
10339721 | 4954608-7364338
10337417 | 4954608-7367010
10341073 | 4954608-7368894
10338662 | 4954608-7368917
10335203 | 4954608-7368921
10339187 | 4954608-7368940
10328816 | 4954608-7368945
10329065 | 4954608-7368948
10328872 | 4954608-7368949
10332630 | 4954608-7368951
10331489 | 4954608-7368952
10329692 | 4954608-7368953
10513271 | 4954608-7368954
10332480 | 4954608-7368955
11189582 | 4954608-7370810
10335201 | 4954608-7373222
10337224 | 4954608-7381991
10334701 | 4954608-7382001
10339261 | 4954608-7382006
10339117 | 4954608-7382011
10522214 | 4954608-7383692
10526091 | 4954608-7383695
10526126 | 4954608-7383699
11189012 | 4954608-7387986
10826721 | 4954608-7388021
11187716 | 4954608-7388031
11187499 | 4954608-7388049
11187907 | 4954608-7388061
10826898 | 4954608-7388072
10785511 | 4954608-7388073
10526184 | 4954608-7390950
10526609 | 4954608-7390964
10452335 | 4954608-7390965
10452391 | 4954608-7390968
10633847 | 4954608-7392263
10526436 | 4954608-7392278
10785270 | 4954608-7392280
10785370 | 4954608-7392281
10526801 | 4954608-7392282
10826601 | 4954608-7392283
10451024 | 4954608-7395026
10826244 | 4954608-7395029
10768069 | 4954608-7395036
10897067 | 4954608-7395039
10826398 | 4954608-7397577
10526917 | 4954608-7397578
10526748 | 4954608-7397580
10796880 | 4954608-7397588
10796978 | 4954608-7397607
10335393 | 4954608-7398013
10503766 | 4954608-7400868
10333433 | 4954608-7400869
10336409 | 4954608-7404960
10335766 | 4954608-7404990
10527161 | 4954608-7405229
10988823 | 4954608-7405542
11189492 | 4954608-7405559
10785546 | 4954608-7410032
10826171 | 4954608-7410050
10945150 | 4954608-7410078
10329195 | 4954608-7412815
10451157 | 4954608-7424322
10334493 | 4954608-7425031
10337336 | 4954608-7425466
10451497 | 4954608-7428970
10451675 | 4954608-7430884
10452084 | 4954608-7431822
10451920 | 4954608-7432041
11188125 | 4954608-7433701
10383896 | 4954608-7437332
11188485 | 4954608-7439248
10896861 | 4954608-7440860
10451694 | 4954608-7444059
11188895 | 4954608-7455999
11189300 | 4954608-7456454
10945300 | 4954608-7465394
11189164 | 4954608-7476183
10435347 | 4954608-8077661
10436590 | 4954608-8077677
10435693 | 4954608-8077678
10331810 | 4954608-8206186
10330466 | 4954608-8215500
10330076 | 4954608-8215501
10331668 | 4954608-8231379
10331381 | 4954608-8231383
10432699 | 4954608-8240433
10496758 | 4954608-8240442
10339928 | 4954608-8240445
10339958 | 4954608-8240448
10338282 | 4954608-8283940
10337714 | 4954608-8283947
10338355 | 4954608-8283972
10341184 | 4954608-8283984
10339400 | 4954608-8284054
10338133 | 4954608-8284074
10338150 | 4954608-8284081
10335570 | 4954608-8284096
10337998 | 4954608-8284109
10436319 | 4954608-8305049
10436942 | 4955902-6802284
10332350 | 4955902-7011431
10328588 | 4955902-7011442
10432805 | 4955902-7011443
10435512 | 4955902-7011444
10328077 | 4955902-7011445
10434964 | 4955902-7011447
10437351 | 4955902-7017189
10437895 | 4955902-7017207
10432706 | 4955902-7017210
10435932 | 4955902-7061259
10328201 | 4955902-7082027
10438320 | 4955902-7085078
10438418 | 4955902-7128425
10438646 | 4955902-7128434
10333860 | 4955902-7142247
10440079 | 4955902-7153571
10439794 | 4955902-7153574
10338613 | 4955902-7153749
10433041 | 4955902-7153753
10439520 | 4955902-7153769
10439721 | 4955902-7153771
10778566 | 4955902-7153796
10778544 | 4955902-7153798
10332049 | 4955902-7159921
10340205 | 4955902-7171375
10436051 | 4955902-7171378
10340743 | 4955902-7171379
10329042 | 4955902-7171380
10698946 | 4955902-7171385
10331031 | 4955902-7171386
10336187 | 4955902-7171387
10471677 | 4955902-7171393
10436332 | 4955902-7179288
10341398 | 4955902-7185643
10333654 | 4955902-7185644
10341292 | 4955902-7185646
10436418 | 4955902-7195720
10340637 | 4955902-7195726
10340759 | 4955902-7195730
10437596 | 4955902-7196923
10437639 | 4955902-7209287
10328379 | 4955902-7211641
10525948 | 4955902-7221394
10451449 | 4955902-7221400
10513254 | 4955902-7221402
10435983 | 4955902-7228760
10439922 | 4955902-7238726
10331320 | 4955902-7264221
10330438 | 4955902-7266485
10439411 | 4955902-7268332
10339004 | 4955902-7269686
10331112 | 4955902-7272475
10437443 | 4955902-7273628
10437813 | 4955902-7273636
10439365 | 4955902-7273661
10437190 | 4955902-7273669
10338912 | 4955902-7275333
10340334 | 4955902-7276087
10329333 | 4955902-7277654
10439736 | 4955902-7280426
11187357 | 4955902-7283610
10437085 | 4955902-7284503
10328517 | 4955902-7288425
10331966 | 4955902-7291150
10437893 | 4955902-7291796
10434110 | 4955902-7292807
10433364 | 4955902-7295015
10438700 | 4955902-7295629
10329638 | 4955902-7295693
10434480 | 4955902-7295699
10330882 | 4955902-7295708
10332861 | 4955902-7295716
10330215 | 4955902-7295721
10433065 | 4955902-7295727
10434397 | 4955902-7295731
10335682 | 4955902-7295737
10613341 | 4955902-7295748
10332298 | 4955902-7295751
10438536 | 4955902-7295757
10435052 | 4955902-7295762
10435339 | 4955902-7295768
10437150 | 4955902-7296993
10340982 | 4955902-7297794
10434380 | 4955902-7298497
10433832 | 4955902-7298501
10433951 | 4955902-7298502
10433715 | 4955902-7298503
10471291 | 4955902-7306108
10331612 | 4955902-7307014
10437258 | 4955902-7307513
10439230 | 4955902-7307555
10334357 | 4955902-7310717
10332780 | 4955902-7310719
10333547 | 4955902-7310721
10334190 | 4955902-7310722
10336770 | 4955902-7310723
10333461 | 4955902-7310724
10439005 | 4955902-7311331
10434833 | 4955902-7312843
10439974 | 4955902-7312880
10436173 | 4955902-7313017
10435645 | 4955902-7321668
10436490 | 4955902-7325290
10341602 | 4955902-7325526
10341941 | 4955902-7333010
10341520 | 4955902-7334654
10340428 | 4955902-7335354
10341660 | 4955902-7338294
10329764 | 4955902-7339340
10497262 | 4955902-7341808
10698992 | 4955902-7344369
10988383 | 4955902-7345547
10988556 | 4955902-7345548
10988579 | 4955902-7345549
10988597 | 4955902-7345550
10988769 | 4955902-7345551
10497397 | 4955902-7345555
10944891 | 4955902-7345556
10497873 | 4955902-7345557
10944944 | 4955902-7345558
10634337 | 4955902-7345564
10634388 | 4955902-7345565
10634318 | 4955902-7345566
10634081 | 4955902-7345567
10634438 | 4955902-7345568
10436707 | 4955902-7358178
10336455 | 4955902-7359859
10698955 | 4955902-7361860
10339724 | 4955902-7364338
10341074 | 4955902-7368894
10699014 | 4955902-7368917
10698967 | 4955902-7368921
10339191 | 4955902-7368940
10328818 | 4955902-7368945
10698937 | 4955902-7368948
10328873 | 4955902-7368949
10698943 | 4955902-7368950
10332633 | 4955902-7368951
10611958 | 4955902-7368952
10699015 | 4955902-7368953
10611882 | 4955902-7368954
10332475 | 4955902-7368955
11188693 | 4955902-7370810
10335205 | 4955902-7373222
10383858 | 4955902-7381991
10450954 | 4955902-7382001
10450972 | 4955902-7382006
10451018 | 4955902-7382011
10698973 | 4955902-7382016
10522184 | 4955902-7383692
10526111 | 4955902-7383695
10698998 | 4955902-7383699
11187725 | 4955902-7387986
10826640 | 4955902-7388021
11187452 | 4955902-7388031
11187920 | 4955902-7388049
11187823 | 4955902-7388061
10826852 | 4955902-7388072
10785752 | 4955902-7388073
10526569 | 4955902-7390950
10698990 | 4955902-7390964
10452267 | 4955902-7390965
10698994 | 4955902-7390968
10633958 | 4955902-7392263
10526504 | 4955902-7392278
10785307 | 4955902-7392280
10785394 | 4955902-7392281
10633976 | 4955902-7392282
10826663 | 4955902-7392283
10698984 | 4955902-7395026
10826569 | 4955902-7395029
10768154 | 4955902-7395036
10897054 | 4955902-7395039
10826225 | 4955902-7397577
10526789 | 4955902-7397578
10527013 | 4955902-7397580
10797203 | 4955902-7397588
10797032 | 4955902-7397607
10335397 | 4955902-7398013
11189123 | 4955902-7400868
10333436 | 4955902-7400869
10698963 | 4955902-7404960
10335768 | 4955902-7404990
10698928 | 4955902-7405229
10988858 | 4955902-7405542
11188091 | 4955902-7405559
10785722 | 4955902-7410032
10826394 | 4955902-7410050
10945262 | 4955902-7410078
10698940 | 4955902-7412815
10698989 | 4955902-7425031
10698981 | 4955902-7425466
10699006 | 4955902-7428970
10699000 | 4955902-7430884
10611870 | 4955902-7431822
10699003 | 4955902-7432041
11188069 | 4955902-7433701
10611866 | 4955902-7437332
11188860 | 4955902-7439248
10896943 | 4955902-7440860
10598214 | 4955902-7444059
11189273 | 4955902-7455999
11189437 | 4955902-7456454
10497852 | 4955902-7459038
11188376 | 4955902-7466895
11189564 | 4955902-7476183
10435353 | 4955902-8077661
10436601 | 4955902-8077677
10435700 | 4955902-8077678
10331813 | 4955902-8206186
10330463 | 4955902-8215500
10330080 | 4955902-8215501
10331669 | 4955902-8231379
10331382 | 4955902-8231383
10432715 | 4955902-8240433
10496898 | 4955902-8240442
10339932 | 4955902-8240445
10339959 | 4955902-8240448
10338284 | 4955902-8283940
10337719 | 4955902-8283947
10338356 | 4955902-8283972
10341185 | 4955902-8283984
10337887 | 4955902-8283990
10339403 | 4955902-8284054
10338134 | 4955902-8284074
10338152 | 4955902-8284081
10335568 | 4955902-8284096
10338002 | 4955902-8284109
10436420 | 4962700-7195720
10332050 | 4964276-7159921
10341603 | 4964276-7325526
10341523 | 4964276-7334654
10340430 | 4964276-7335354
10341661 | 4964276-7338294
10497864 | 4964276-7459038
10497875 | 4964318-7459038
10438325 | 5000100-7085078
10435708 | 5000100-8077678
10436944 | 5000202-6802284
10332352 | 5000202-7011431
10328591 | 5000202-7011442
10432807 | 5000202-7011443
10435508 | 5000202-7011444
10328079 | 5000202-7011445
10434967 | 5000202-7011447
10437353 | 5000202-7017189
10437899 | 5000202-7017207
10432720 | 5000202-7017210
10328203 | 5000202-7082027
10438327 | 5000202-7085078
10333863 | 5000202-7142247
10440081 | 5000202-7153571
10439796 | 5000202-7153574
10338617 | 5000202-7153749
10433044 | 5000202-7153753
10439521 | 5000202-7153769
10778397 | 5000202-7153796
10778460 | 5000202-7153798
10340204 | 5000202-7171375
10436053 | 5000202-7171378
10340744 | 5000202-7171379
10328985 | 5000202-7171380
10330949 | 5000202-7171385
10331033 | 5000202-7171386
10336189 | 5000202-7171387
10471675 | 5000202-7171393
10436316 | 5000202-7179288
10341399 | 5000202-7185643
10333655 | 5000202-7185644
10341295 | 5000202-7185646
10340625 | 5000202-7195726
10328374 | 5000202-7211641
10339008 | 5000202-7269686
10439371 | 5000202-7273661
10329336 | 5000202-7277654
10437089 | 5000202-7284503
10328520 | 5000202-7288425
10331961 | 5000202-7291150
10437896 | 5000202-7291796
10434113 | 5000202-7292807
10433367 | 5000202-7295015
10438712 | 5000202-7295629
10329640 | 5000202-7295693
10434486 | 5000202-7295699
10330884 | 5000202-7295708
10332862 | 5000202-7295716
10330216 | 5000202-7295721
10433081 | 5000202-7295727
10434399 | 5000202-7295731
10335683 | 5000202-7295737
10336284 | 5000202-7295748
10332300 | 5000202-7295751
10438538 | 5000202-7295757
10435055 | 5000202-7295762
10435345 | 5000202-7295768
10437151 | 5000202-7296993
10434390 | 5000202-7298497
10433835 | 5000202-7298501
10433956 | 5000202-7298502
10433719 | 5000202-7298503
10471295 | 5000202-7306108
10331614 | 5000202-7307014
10437260 | 5000202-7307513
10439219 | 5000202-7307555
10471142 | 5000202-7309902
10334358 | 5000202-7310717
10332783 | 5000202-7310719
10333548 | 5000202-7310721
10334193 | 5000202-7310722
10336772 | 5000202-7310723
10333464 | 5000202-7310724
10439006 | 5000202-7311331
10434837 | 5000202-7312843
10439968 | 5000202-7312880
10435074 | 5000202-7313017
10435648 | 5000202-7321668
10436491 | 5000202-7325290
10329766 | 5000202-7339340
10497170 | 5000202-7341808
10336086 | 5000202-7344369
10497316 | 5000202-7345555
10497436 | 5000202-7345557
10634291 | 5000202-7345567
10436692 | 5000202-7358178
10336456 | 5000202-7359859
10334971 | 5000202-7361860
10339725 | 5000202-7364338
10337420 | 5000202-7367010
10341075 | 5000202-7368894
10338661 | 5000202-7368917
10335202 | 5000202-7368921
10450908 | 5000202-7368940
10328820 | 5000202-7368945
10329060 | 5000202-7368948
10328876 | 5000202-7368949
10329982 | 5000202-7368950
10332636 | 5000202-7368951
10331488 | 5000202-7368952
10329694 | 5000202-7368953
10333237 | 5000202-7368954
10332478 | 5000202-7368955
10335207 | 5000202-7373222
10337227 | 5000202-7381991
10334705 | 5000202-7382001
10339262 | 5000202-7382006
10339118 | 5000202-7382011
10339611 | 5000202-7382016
10522217 | 5000202-7383692
11189007 | 5000202-7387986
11187493 | 5000202-7388049
11187906 | 5000202-7388061
11188982 | 5000202-7388073
10526180 | 5000202-7390950
10526604 | 5000202-7390964
10452347 | 5000202-7390965
10452388 | 5000202-7390968
10526396 | 5000202-7392278
10526796 | 5000202-7392282
10526908 | 5000202-7397578
10526744 | 5000202-7397580
10796877 | 5000202-7397588
10796976 | 5000202-7397607
10335401 | 5000202-7398013
10333439 | 5000202-7400869
10336411 | 5000202-7404960
10335770 | 5000202-7404990
10527159 | 5000202-7405229
10988791 | 5000202-7405542
10785548 | 5000202-7410032
10826167 | 5000202-7410050
10329198 | 5000202-7412815
10451152 | 5000202-7424322
10334495 | 5000202-7425031
10337337 | 5000202-7425466
10451490 | 5000202-7428970
10451671 | 5000202-7430884
10634046 | 5000202-7431009
10452075 | 5000202-7431822
10451917 | 5000202-7432041
11188118 | 5000202-7433701
10383894 | 5000202-7437332
11188482 | 5000202-7439248
10896855 | 5000202-7440860
10451690 | 5000202-7444059
11188894 | 5000202-7455999
11189292 | 5000202-7456454
11189162 | 5000202-7476183
11188387 | 5000202-7500636
10435334 | 5000202-8077661
10436614 | 5000202-8077677
10435690 | 5000202-8077678
10331816 | 5000202-8206186
10330467 | 5000202-8215500
10330077 | 5000202-8215501
10331670 | 5000202-8231379
10331383 | 5000202-8231383
10432669 | 5000202-8240433
10339936 | 5000202-8240445
10339960 | 5000202-8240448
10338283 | 5000202-8283940
10337723 | 5000202-8283947
10338357 | 5000202-8283972
10341186 | 5000202-8283984
10337889 | 5000202-8283990
10339405 | 5000202-8284054
10338135 | 5000202-8284074
10338153 | 5000202-8284081
10335571 | 5000202-8284096
10337999 | 5000202-8284109
10436273 | 5000202-8305049
10436946 | 5300050-6802284
10332353 | 5300050-7011431
10432809 | 5300050-7011443
10435516 | 5300050-7011444
10328083 | 5300050-7011445
10434969 | 5300050-7011447
10437355 | 5300050-7017189
10437880 | 5300050-7017207
10432731 | 5300050-7017210
10328204 | 5300050-7082027
10438333 | 5300050-7085078
10333859 | 5300050-7142247
10440083 | 5300050-7153571
10439798 | 5300050-7153574
10338618 | 5300050-7153749
10433045 | 5300050-7153753
10439522 | 5300050-7153769
10778559 | 5300050-7153796
10778481 | 5300050-7153798
10340207 | 5300050-7171375
10436055 | 5300050-7171378
10340745 | 5300050-7171379
10328988 | 5300050-7171380
10330950 | 5300050-7171385
10331035 | 5300050-7171386
10336191 | 5300050-7171387
10471679 | 5300050-7171393
10436324 | 5300050-7179288
10333656 | 5300050-7185644
10341298 | 5300050-7185646
10340629 | 5300050-7195726
10328378 | 5300050-7211641
10525937 | 5300050-7221394
10451422 | 5300050-7221400
10513245 | 5300050-7221402
10338996 | 5300050-7269686
10439367 | 5300050-7273661
10329339 | 5300050-7277654
10331964 | 5300050-7291150
10437898 | 5300050-7291796
10434111 | 5300050-7292807
10433370 | 5300050-7295015
10438721 | 5300050-7295629
10329641 | 5300050-7295693
10434494 | 5300050-7295699
10330886 | 5300050-7295708
10332863 | 5300050-7295716
10330219 | 5300050-7295721
10433089 | 5300050-7295727
10434402 | 5300050-7295731
10335684 | 5300050-7295737
10336286 | 5300050-7295748
10332294 | 5300050-7295751
10438540 | 5300050-7295757
10435053 | 5300050-7295762
10435354 | 5300050-7295768
10434400 | 5300050-7298497
10433838 | 5300050-7298501
10433963 | 5300050-7298502
10433723 | 5300050-7298503
10471299 | 5300050-7306108
10331616 | 5300050-7307014
10437262 | 5300050-7307513
10471156 | 5300050-7309902
10334359 | 5300050-7310717
10332775 | 5300050-7310719
10333549 | 5300050-7310721
10334191 | 5300050-7310722
10336774 | 5300050-7310723
10333462 | 5300050-7310724
10439007 | 5300050-7311331
10434828 | 5300050-7312843
10439975 | 5300050-7312880
10435075 | 5300050-7313017
10435650 | 5300050-7321668
10436492 | 5300050-7325290
10329769 | 5300050-7339340
10497260 | 5300050-7341808
10988380 | 5300050-7345547
10988537 | 5300050-7345548
10988568 | 5300050-7345549
10988595 | 5300050-7345550
10988763 | 5300050-7345551
10497671 | 5300050-7345555
10497362 | 5300050-7345556
10497848 | 5300050-7345557
10944938 | 5300050-7345558
10634076 | 5300050-7345564
10634400 | 5300050-7345565
10634196 | 5300050-7345566
10634116 | 5300050-7345567
10634430 | 5300050-7345568
10989000 | 5300050-7345570
10989047 | 5300050-7345571
10436699 | 5300050-7358178
10336457 | 5300050-7359859
10334968 | 5300050-7361860
10339728 | 5300050-7364338
10337423 | 5300050-7367010
10341076 | 5300050-7368894
10338664 | 5300050-7368917
10335206 | 5300050-7368921
10339184 | 5300050-7368940
10328822 | 5300050-7368945
10329063 | 5300050-7368948
10328879 | 5300050-7368949
10329983 | 5300050-7368950
10332637 | 5300050-7368951
10331490 | 5300050-7368952
10329685 | 5300050-7368953
10333238 | 5300050-7368954
10332479 | 5300050-7368955
10335204 | 5300050-7373222
10337230 | 5300050-7381991
10334709 | 5300050-7382001
10339263 | 5300050-7382006
10339121 | 5300050-7382011
10450990 | 5300050-7382016
10522172 | 5300050-7383692
10526108 | 5300050-7383695
10526256 | 5300050-7383699
11187685 | 5300050-7387986
10826642 | 5300050-7388021
11187442 | 5300050-7388031
11187917 | 5300050-7388049
10826856 | 5300050-7388072
10785691 | 5300050-7388073
10526558 | 5300050-7390950
10527120 | 5300050-7390964
10452256 | 5300050-7390965
10452305 | 5300050-7390968
10633949 | 5300050-7392263
10526493 | 5300050-7392278
10785475 | 5300050-7392280
10785369 | 5300050-7392281
10526887 | 5300050-7392282
10826658 | 5300050-7392283
10451111 | 5300050-7395026
10826559 | 5300050-7395029
10768174 | 5300050-7395036
10897031 | 5300050-7395039
10826220 | 5300050-7397577
10526718 | 5300050-7397578
10527007 | 5300050-7397580
10797184 | 5300050-7397588
10797074 | 5300050-7397607
10335405 | 5300050-7398013
10503747 | 5300050-7400868
10334846 | 5300050-7400869
10336413 | 5300050-7404960
10335769 | 5300050-7404990
10526350 | 5300050-7405229
10988856 | 5300050-7405542
11188082 | 5300050-7405559
10785746 | 5300050-7410032
10826347 | 5300050-7410050
10945259 | 5300050-7410078
10329196 | 5300050-7412815
10451270 | 5300050-7424322
10334499 | 5300050-7425031
10337338 | 5300050-7425466
10451654 | 5300050-7428970
10451855 | 5300050-7430884
10451875 | 5300050-7431822
10452164 | 5300050-7432041
11188027 | 5300050-7433701
10383975 | 5300050-7437332
11188851 | 5300050-7439248
10451564 | 5300050-7444059
11189260 | 5300050-7455999
11189453 | 5300050-7456454
10945091 | 5300050-7465394
11189554 | 5300050-7476183
10435337 | 5300050-8077661
10436627 | 5300050-8077677
10435698 | 5300050-8077678
10331819 | 5300050-8206186
10330464 | 5300050-8215500
10330081 | 5300050-8215501
10336948 | 5300050-8215503
10331671 | 5300050-8231379
10331384 | 5300050-8231383
10432693 | 5300050-8240433
10496876 | 5300050-8240442
10339926 | 5300050-8240445
10339961 | 5300050-8240448
10338285 | 5300050-8283940
10337716 | 5300050-8283947
10338358 | 5300050-8283972
10341187 | 5300050-8283984
10337891 | 5300050-8283990
10339408 | 5300050-8284054
10338136 | 5300050-8284074
10338156 | 5300050-8284081
10335569 | 5300050-8284096
10338003 | 5300050-8284109
10436281 | 5300050-8305049
10496822 | 5300132-8240442
10437357 | 5310810-7017189
10437885 | 5310810-7017207
10432746 | 5310810-7017210
10440085 | 5310810-7153571
10439800 | 5310810-7153574
10436330 | 5310810-7179288
10328376 | 5310810-7211641
10331967 | 5310810-7291150
10434114 | 5310810-7292807
10433104 | 5310810-7295727
10334427 | 5310810-7310717
10497844 | 5310810-7345557
10436698 | 5310810-7358178
10334979 | 5310810-7361860
10328824 | 5310810-7368945
10450939 | 5310810-7368955
10826675 | 5310810-7392283
10768177 | 5310810-7395036
10526355 | 5310810-7405229
11188857 | 5310810-7439248
11189267 | 5310810-7455999
10436596 | 5310810-8077677
10331385 | 5310810-8231383
10338359 | 5310810-8283972
10432818 | 5460103-7011443
10435515 | 5460103-7011444
10434971 | 5460103-7011447
10437358 | 5460103-7017189
10437889 | 5460103-7017207
10432483 | 5460103-7017210
10328206 | 5460103-7082027
10440087 | 5460103-7153571
10439799 | 5460103-7153574
10433046 | 5460103-7153753
10439523 | 5460103-7153769
10778401 | 5460103-7153796
10778330 | 5460103-7153798
10436058 | 5460103-7171378
10336194 | 5460103-7171387
10471681 | 5460103-7171393
10436334 | 5460103-7179288
10525805 | 5460103-7221394
10451239 | 5460103-7221400
10513142 | 5460103-7221402
10439369 | 5460103-7273661
10437900 | 5460103-7291796
10434115 | 5460103-7292807
10433373 | 5460103-7295015
10434498 | 5460103-7295699
10433106 | 5460103-7295727
10434404 | 5460103-7295731
10332297 | 5460103-7295751
10435057 | 5460103-7295762
10435348 | 5460103-7295768
10471290 | 5460103-7306108
10437264 | 5460103-7307513
10768218 | 5460103-7307923
10471159 | 5460103-7309902
10434832 | 5460103-7312843
10435076 | 5460103-7313017
10436493 | 5460103-7325290
10497164 | 5460103-7341808
10497303 | 5460103-7345555
10497550 | 5460103-7345556
10497434 | 5460103-7345557
10988883 | 5460103-7345570
10988976 | 5460103-7345571
10525956 | 5460103-7361860
10790352 | 5460103-7367010
10341077 | 5460103-7368894
10450907 | 5460103-7368940
10328826 | 5460103-7368945
10513146 | 5460103-7368948
10328882 | 5460103-7368949
10513266 | 5460103-7368952
10329687 | 5460103-7368953
10332482 | 5460103-7368955
10335208 | 5460103-7373222
10383868 | 5460103-7381991
10450946 | 5460103-7382001
10339264 | 5460103-7382006
10339124 | 5460103-7382011
10339615 | 5460103-7382016
10768030 | 5460103-7383692
10525989 | 5460103-7383695
10789842 | 5460103-7383699
11189005 | 5460103-7387986
11187491 | 5460103-7388049
10526177 | 5460103-7390950
10526598 | 5460103-7390964
10452345 | 5460103-7390965
10452386 | 5460103-7390968
10526390 | 5460103-7392278
10526798 | 5460103-7392282
10451019 | 5460103-7395026
10826397 | 5460103-7397577
10526913 | 5460103-7397578
10526739 | 5460103-7397580
10796878 | 5460103-7397588
10796975 | 5460103-7397607
10768036 | 5460103-7398013
10334848 | 5460103-7400869
10336415 | 5460103-7404960
10335771 | 5460103-7404990
10527153 | 5460103-7405229
10785542 | 5460103-7410032
10826166 | 5460103-7410050
10945144 | 5460103-7410078
10329199 | 5460103-7412815
10451151 | 5460103-7424322
10334496 | 5460103-7425031
10337339 | 5460103-7425466
10451485 | 5460103-7428970
10451672 | 5460103-7430884
10452081 | 5460103-7431822
10451915 | 5460103-7432041
11188116 | 5460103-7433701
10383892 | 5460103-7437332
11188480 | 5460103-7439248
10451688 | 5460103-7444059
11159683 | 5460103-7444378
11188885 | 5460103-7455999
11189291 | 5460103-7456454
11189161 | 5460103-7476183
10435343 | 5460103-8077661
10436606 | 5460103-8077677
10330468 | 5460103-8215500
10330085 | 5460103-8215501
10331672 | 5460103-8231379
10331386 | 5460103-8231383
10432708 | 5460103-8240433
10496756 | 5460103-8240442
10383987 | 5460103-8240448
10496912 | 5460103-8284054
10768206 | 5460103-8284074
11159713 | 5480114-7444378
10497211 | 5500079-7341808
10336459 | 5500079-7359859
10336417 | 5500079-7404960
10329203 | 5500079-7412815
10435651 | 5500087-7321668
10334970 | 5500087-7361860
10335209 | 5500087-7373222
10339265 | 5500087-7382006
10527174 | 5500087-7405229
10336462 | 5500103-7359859
10334972 | 5500103-7361860
10335211 | 5500113-7373222
10768220 | 5500129-7307923
10471165 | 5500129-7309902
10897082 | 5500129-7425031
10896898 | 5500129-7432041
11159688 | 5500129-7444378
11189222 | 5500129-7476183
10435350 | 5500129-8077661
10336949 | 5500129-8215503
10338137 | 5500129-8284074
10334428 | 5500138-7310717
10497207 | 5500138-7341808
10334974 | 5500138-7361860
10337402 | 5500138-7367010
10338663 | 5500138-7368917
10335213 | 5500138-7373222
10339266 | 5500138-7382006
10335396 | 5500138-7398013
10503796 | 5500138-7400868
10334847 | 5500138-7400869
10336419 | 5500138-7404960
10335773 | 5500138-7404990
10896900 | 5500138-7432041
10945310 | 5500138-7465394
10434118 | 5500201-7292807
10329642 | 5500201-7295693
10332864 | 5500201-7295716
10330222 | 5500201-7295721
10335685 | 5500201-7295737
10436702 | 5500201-7358178
10785294 | 5500201-7392280
10785421 | 5500201-7392281
10437894 | 5500300-7017207
10432489 | 5500300-7017210
10439801 | 5500300-7153574
10436320 | 5500300-7179288
10434124 | 5500300-7292807
10434407 | 5500300-7295731
10438541 | 5500300-7295757
10433726 | 5500300-7298503
10437266 | 5500300-7307513
10435077 | 5500300-7313017
10497464 | 5500300-7345555
10497527 | 5500300-7345557
10334976 | 5500300-7361860
11188639 | 5500300-7370810
10335215 | 5500300-7373222
10337233 | 5500300-7381991
10334710 | 5500300-7382001
10339267 | 5500300-7382006
10339127 | 5500300-7382011
10336567 | 5500300-7382016
11189100 | 5500300-7387986
10826764 | 5500300-7388021
11187458 | 5500300-7388031
11187538 | 5500300-7388049
11187758 | 5500300-7388061
10826711 | 5500300-7388072
10785592 | 5500300-7388073
10526261 | 5500300-7390950
10452424 | 5500300-7390968
10797020 | 5500300-7397607
11188194 | 5500300-7405559
10383914 | 5500300-7437332
10451732 | 5500300-7444059
10436620 | 5500300-8077677
10331673 | 5500300-8231379
10432721 | 5500300-8240433
10790339 | 5500300-8240442
10339962 | 5500300-8240448
10338360 | 5500300-8283972
10338138 | 5500300-8284074
10435357 | 5500610-8077661
10438696 | 5505102-7295629
10438542 | 5505102-7295757
10334973 | 5505102-7361860
10335400 | 5505102-7398013
10334943 | 5505102-7400869
10336421 | 5505102-7404960
10335775 | 5505102-7404990
10945311 | 5505102-7465394
10503799 | 5505201-7400868
10527167 | 5505201-7405229
10945312 | 5505201-7465394
10471294 | 5505607-7306108
10497200 | 5505607-7341808
10497501 | 5505607-7345557
10334978 | 5505607-7361860
10335210 | 5505607-7373222
10335772 | 5505607-7404990
10383902 | 5505607-7437332
10451707 | 5505607-7444059
10436676 | 5505607-8077677
10790340 | 5505607-8240442
10334975 | 5505904-7361860
10331970 | 5729108-7291150
10434136 | 5729108-7292807
10433177 | 5729108-7295727
10334429 | 5729108-7310717
10497685 | 5729108-7345557
10436708 | 5729108-7358178
10334977 | 5729108-7361860
10450933 | 5729108-7368955
10826522 | 5729108-7392283
10436624 | 5729108-8077677
10434116 | 5729207-7292807
10433181 | 5729207-7295727
10434411 | 5729207-7295731
10434412 | 5729207-7298497
10433831 | 5729207-7298501
10433947 | 5729207-7298502
10433730 | 5729207-7298503
10471298 | 5729207-7306108
10334194 | 5729207-7310722
10334981 | 5729207-7361860
10337720 | 5729207-8283947
10333657 | 5729306-7185644
10331969 | 5729306-7291150
10433953 | 5729306-7298502
10433734 | 5729306-7298503
10471302 | 5729306-7306108
10334985 | 5729306-7361860
10335212 | 5729306-7373222
10383941 | 5729306-7437332
10451519 | 5729306-7444059
10433059 | 5730304-7153753
10341401 | 5730304-7185643
10331972 | 5730304-7291150
10434119 | 5730304-7292807
10434469 | 5730304-7295699
10433186 | 5730304-7295727
10434418 | 5730304-7295731
10434674 | 5730304-7295762
10435356 | 5730304-7295768
10434382 | 5730304-7298497
10433833 | 5730304-7298501
10433960 | 5730304-7298502
10433738 | 5730304-7298503
10471301 | 5730304-7306108
10332778 | 5730304-7310719
10333550 | 5730304-7310721
10334195 | 5730304-7310722
10336776 | 5730304-7310723
10333465 | 5730304-7310724
10436494 | 5730304-7325290
10329765 | 5730304-7339340
10497175 | 5730304-7341808
10336460 | 5730304-7359859
10334980 | 5730304-7361860
10341078 | 5730304-7368894
10338666 | 5730304-7368917
10328827 | 5730304-7368945
10328874 | 5730304-7368949
10383864 | 5730304-7368950
10332622 | 5730304-7368951
10329689 | 5730304-7368953
10332481 | 5730304-7368955
10335214 | 5730304-7373222
10339268 | 5730304-7382006
11187916 | 5730304-7388049
10826877 | 5730304-7390964
10526948 | 5730304-7397578
10526979 | 5730304-7397580
10797147 | 5730304-7397588
10797012 | 5730304-7397607
10335404 | 5730304-7398013
10334941 | 5730304-7400869
10336423 | 5730304-7404960
10335774 | 5730304-7404990
10527066 | 5730304-7405229
10329206 | 5730304-7412815
10451215 | 5730304-7424322
10334500 | 5730304-7425031
10337340 | 5730304-7425466
10451626 | 5730304-7428970
10451821 | 5730304-7430884
10452210 | 5730304-7431822
10452055 | 5730304-7432041
11188059 | 5730304-7433701
10383943 | 5730304-7437332
11188577 | 5730304-7439248
10896892 | 5730304-7440860
10451522 | 5730304-7444059
11188808 | 5730304-7455999
11189384 | 5730304-7456454
10945365 | 5730304-7465394
10433727 | 5730403-7298503
10332625 | 5730403-7368951
10328989 | 5730502-7171380
10340633 | 5730502-7195726
10331968 | 5730502-7291150
10434133 | 5730502-7292807
10433376 | 5730502-7295015
10433193 | 5730502-7295727
10434425 | 5730502-7295731
10434392 | 5730502-7298497
10433836 | 5730502-7298501
10434025 | 5730502-7298502
10433731 | 5730502-7298503
10471304 | 5730502-7306108
10332781 | 5730502-7310719
10333551 | 5730502-7310721
10334198 | 5730502-7310722
10333463 | 5730502-7310724
10336088 | 5730502-7344369
10334984 | 5730502-7361860
10341079 | 5730502-7368894
10383860 | 5730502-7368951
10329691 | 5730502-7368953
10513274 | 5730502-7368954
10332484 | 5730502-7368955
10335216 | 5730502-7373222
10339269 | 5730502-7382006
10526976 | 5730502-7397578
10797145 | 5730502-7397588
10797006 | 5730502-7397607
10527063 | 5730502-7405229
10329197 | 5730502-7412815
10334497 | 5730502-7425031
10337046 | 5730502-7425466
10452218 | 5730502-7431822
10452051 | 5730502-7432041
10383939 | 5730502-7437332
11188575 | 5730502-7439248
10451516 | 5730502-7444059
11189382 | 5730502-7456454
10434675 | 5730700-7295762
10434427 | 5730700-7298497
10433948 | 5730700-7298502
10433735 | 5730700-7298503
10471305 | 5730700-7306108
10334988 | 5730700-7361860
10790371 | 5730700-7368894
11188675 | 5730700-7370810
10797143 | 5730700-7397588
10451518 | 5730700-7444059
10471307 | 5730809-7306108
10451517 | 5730809-7444059
10945364 | 5730809-7465394
10433954 | 5731005-7298502
11188673 | 5731005-7370810
10337405 | 5731104-7367010
10331387 | 5731500-8231383
10337408 | 5800081-7367010
10437352 | 5800340-7017189
10437092 | 5800340-7284503
10471309 | 5800340-7306108
10336775 | 5800340-7310723
10340760 | 5800341-7195730
10437815 | 5800341-7273636
10340983 | 5800341-7297794
10341606 | 5800341-7325526
10341747 | 5800341-7333010
10340433 | 5800341-7335354
10497839 | 5800341-7459038
11188353 | 5800341-7466895
10338916 | 5800342-7275333
10340337 | 5800342-7276087
10437354 | 5800343-7017189
10435935 | 5800343-7061259
10332052 | 5800343-7159921
10436422 | 5800343-7195720
10340761 | 5800343-7195730
10437595 | 5800343-7196923
10437644 | 5800343-7209287
10331323 | 5800343-7264221
10330439 | 5800343-7266485
10331116 | 5800343-7272475
10437447 | 5800343-7273628
10338917 | 5800343-7275333
10340344 | 5800343-7276087
10439739 | 5800343-7280426
10437084 | 5800343-7284503
10340984 | 5800343-7297794
10341600 | 5800343-7325526
10341746 | 5800343-7333010
10341522 | 5800343-7334654
10340434 | 5800343-7335354
10341662 | 5800343-7338294
10497850 | 5800343-7459038
11188356 | 5800343-7466895
10335970 | 5800343-8240438
10339348 | 5800343-8240439
10435926 | 5800348-7061259
10435929 | 5800350-7061259
10332053 | 5800350-7159921
10436424 | 5800350-7195720
10340762 | 5800350-7195730
10437648 | 5800350-7209287
10331324 | 5800350-7264221
10330440 | 5800350-7266485
10331120 | 5800350-7272475
10437451 | 5800350-7273628
10437818 | 5800350-7273636
10338921 | 5800350-7275333
10340321 | 5800350-7276087
10439732 | 5800350-7280426
10332969 | 5800350-7283610
10437087 | 5800350-7284503
10340985 | 5800350-7297794
10341605 | 5800350-7325526
10341748 | 5800350-7333010
10341524 | 5800350-7334654
10340436 | 5800350-7335354
10341663 | 5800350-7338294
10497854 | 5800350-7459038
11188348 | 5800350-7466895
10335971 | 5800350-8240438
10339349 | 5800350-8240439
10435931 | 5800354-7061259
10332054 | 5800354-7159921
10436426 | 5800354-7195720
10340763 | 5800354-7195730
10341608 | 5800354-7325526
10341749 | 5800354-7333010
10340429 | 5800354-7335354
10341664 | 5800354-7338294
10497832 | 5800354-7459038
11188344 | 5800354-7466895
10341527 | 5803101-7334654
10340432 | 5803101-7335354
10497820 | 5803101-7459038
10436948 | 5825807-6802284
10332354 | 5825807-7011431
10328593 | 5825807-7011442
10432822 | 5825807-7011443
10435522 | 5825807-7011444
10328076 | 5825807-7011445
10434973 | 5825807-7011447
10437356 | 5825807-7017189
10437897 | 5825807-7017207
10432493 | 5825807-7017210
10438335 | 5825807-7085078
10438422 | 5825807-7128425
10440089 | 5825807-7153571
10439803 | 5825807-7153574
10433047 | 5825807-7153753
10439524 | 5825807-7153769
10778548 | 5825807-7153796
10778473 | 5825807-7153798
10340208 | 5825807-7171375
10436054 | 5825807-7171378
10341946 | 5825807-7171379
10328992 | 5825807-7171380
10330951 | 5825807-7171385
10330346 | 5825807-7171386
10336195 | 5825807-7171387
10471688 | 5825807-7171393
10436326 | 5825807-7179288
10341403 | 5825807-7185643
10333658 | 5825807-7185644
10341301 | 5825807-7185646
10340638 | 5825807-7195726
10328380 | 5825807-7211641
10525894 | 5825807-7221394
10338872 | 5825807-7221400
10339665 | 5825807-7221402
10439416 | 5825807-7268332
10338999 | 5825807-7269686
10439375 | 5825807-7273661
10329341 | 5825807-7277654
10328523 | 5825807-7288425
10331971 | 5825807-7291150
10437902 | 5825807-7291796
10434142 | 5825807-7292807
10433379 | 5825807-7295015
10438708 | 5825807-7295629
10329643 | 5825807-7295693
10434475 | 5825807-7295699
10330888 | 5825807-7295708
10332865 | 5825807-7295716
10330225 | 5825807-7295721
10433199 | 5825807-7295727
10434644 | 5825807-7295731
10335686 | 5825807-7295737
10336288 | 5825807-7295748
10332301 | 5825807-7295751
10438543 | 5825807-7295757
10434676 | 5825807-7295762
10435359 | 5825807-7295768
10437152 | 5825807-7296993
10434408 | 5825807-7298497
10433839 | 5825807-7298501
10433958 | 5825807-7298502
10433739 | 5825807-7298503
10471311 | 5825807-7306108
10437268 | 5825807-7307513
10334360 | 5825807-7310717
10332784 | 5825807-7310719
10333552 | 5825807-7310721
10334196 | 5825807-7310722
10336777 | 5825807-7310723
10333466 | 5825807-7310724
10439008 | 5825807-7311331
10434830 | 5825807-7312843
10435079 | 5825807-7313017
10435654 | 5825807-7321668
10436495 | 5825807-7325290
10329768 | 5825807-7339340
10497221 | 5825807-7341808
10336090 | 5825807-7344369
10471814 | 5825807-7345547
10988530 | 5825807-7345548
10471873 | 5825807-7345549
10988715 | 5825807-7345550
10988741 | 5825807-7345551
10497609 | 5825807-7345555
10497347 | 5825807-7345556
10497784 | 5825807-7345557
10944917 | 5825807-7345558
10634335 | 5825807-7345564
10634393 | 5825807-7345565
10634156 | 5825807-7345566
10634086 | 5825807-7345567
10634487 | 5825807-7345568
10353210 | 5825807-7345570
10353191 | 5825807-7345571
10436721 | 5825807-7358178
10336464 | 5825807-7359859
10334992 | 5825807-7361860
10339731 | 5825807-7364338
10341080 | 5825807-7368894
10338665 | 5825807-7368917
10335219 | 5825807-7368921
10339188 | 5825807-7368940
10328829 | 5825807-7368945
10329069 | 5825807-7368948
10328877 | 5825807-7368949
10329984 | 5825807-7368950
10332628 | 5825807-7368951
10331491 | 5825807-7368952
10329693 | 5825807-7368953
10333239 | 5825807-7368954
10332487 | 5825807-7368955
11188709 | 5825807-7370810
10335217 | 5825807-7373222
10337236 | 5825807-7381991
10334713 | 5825807-7382001
10339270 | 5825807-7382006
10339110 | 5825807-7382011
10336570 | 5825807-7382016
10522160 | 5825807-7383692
10526079 | 5825807-7383695
10526236 | 5825807-7383699
11187722 | 5825807-7387986
10826632 | 5825807-7388021
11187547 | 5825807-7388031
11187919 | 5825807-7388049
10387413 | 5825807-7388061
10826827 | 5825807-7388072
10785667 | 5825807-7388073
10526539 | 5825807-7390950
10526683 | 5825807-7390964
10452148 | 5825807-7390965
10452283 | 5825807-7390968
10633928 | 5825807-7392263
10526477 | 5825807-7392278
10785386 | 5825807-7392280
10785329 | 5825807-7392281
10526866 | 5825807-7392282
10826587 | 5825807-7392283
10451099 | 5825807-7395026
10826534 | 5825807-7395029
10768163 | 5825807-7395036
10897013 | 5825807-7395039
10826208 | 5825807-7397577
10526704 | 5825807-7397578
10526991 | 5825807-7397580
10797167 | 5825807-7397588
10797047 | 5825807-7397607
10335408 | 5825807-7398013
10503724 | 5825807-7400868
10334942 | 5825807-7400869
10336425 | 5825807-7404960
10335776 | 5825807-7404990
10527088 | 5825807-7405229
10988843 | 5825807-7405542
11188239 | 5825807-7405559
10340910 | 5825807-7405852
10340944 | 5825807-7405861
10785668 | 5825807-7410032
10826315 | 5825807-7410050
10945223 | 5825807-7410078
10329200 | 5825807-7412815
10451236 | 5825807-7424322
10334501 | 5825807-7425031
10337047 | 5825807-7425466
10451642 | 5825807-7428970
10451828 | 5825807-7430884
10452222 | 5825807-7431822
10452093 | 5825807-7432041
11187994 | 5825807-7433701
10336004 | 5825807-7437332
11188790 | 5825807-7439248
10896916 | 5825807-7440860
10451533 | 5825807-7444059
11188828 | 5825807-7455999
11189396 | 5825807-7456454
10945381 | 5825807-7465394
11189510 | 5825807-7476183
11188437 | 5825807-7500636
10436630 | 5825807-8077677
10435705 | 5825807-8077678
10331811 | 5825807-8206186
10330469 | 5825807-8215500
10330089 | 5825807-8215501
10331674 | 5825807-8231379
10331388 | 5825807-8231383
10432680 | 5825807-8240433
10339930 | 5825807-8240445
10339963 | 5825807-8240448
10337724 | 5825807-8283947
10338361 | 5825807-8283972
10341188 | 5825807-8283984
10337893 | 5825807-8283990
10339411 | 5825807-8284054
10338139 | 5825807-8284074
10338154 | 5825807-8284081
10335572 | 5825807-8284096
10338005 | 5825807-8284109
10332490 | 5825906-7368955
10334849 | 5825906-7400869
10785707 | 5825906-7410032
10337048 | 5825906-7425466
10451566 | 5825906-7444059
10335221 | 5828314-7373222
10452176 | 5828314-7390965
10452298 | 5828314-7390968
10436950 | 5834700-6802284
10435934 | 5834700-7061259
10332055 | 5834700-7159921
10436428 | 5834700-7195720
10340764 | 5834700-7195730
10437597 | 5834700-7196923
10437653 | 5834700-7209287
10331326 | 5834700-7264221
10330546 | 5834700-7266485
10331124 | 5834700-7272475
10437455 | 5834700-7273628
10338925 | 5834700-7275333
10439735 | 5834700-7280426
11187344 | 5834700-7283610
10437090 | 5834700-7284503
10340986 | 5834700-7297794
10471313 | 5834700-7306108
10336779 | 5834700-7310723
10341528 | 5834700-7334654
10340435 | 5834700-7335354
10341665 | 5834700-7338294
10522157 | 5834700-7383692
10452163 | 5834700-7390965
10633923 | 5834700-7392263
10785380 | 5834700-7392280
10785326 | 5834700-7392281
10497815 | 5834700-7459038
11188352 | 5834700-7466895
10435927 | 5835202-7061259
10332058 | 5835202-7159921
10436473 | 5835202-7195720
10340765 | 5835202-7195730
10437599 | 5835202-7196923
10437641 | 5835202-7209287
10331311 | 5835202-7264221
10330547 | 5835202-7266485
10331115 | 5835202-7272475
10437444 | 5835202-7273628
10437799 | 5835202-7273636
10338929 | 5835202-7275333
10340324 | 5835202-7276087
10439738 | 5835202-7280426
10437093 | 5835202-7284503
10340987 | 5835202-7297794
10341610 | 5835202-7325526
10341750 | 5835202-7333010
10341525 | 5835202-7334654
10340437 | 5835202-7335354
10341666 | 5835202-7338294
10339734 | 5835202-7364338
10497829 | 5835202-7459038
11188351 | 5835202-7466895
10436952 | 5840285-6802284
10332355 | 5840285-7011431
10328596 | 5840285-7011442
10432830 | 5840285-7011443
10435520 | 5840285-7011444
10328078 | 5840285-7011445
10434953 | 5840285-7011447
10437359 | 5840285-7017189
10437901 | 5840285-7017207
10432497 | 5840285-7017210
10328208 | 5840285-7082027
10438323 | 5840285-7085078
10438410 | 5840285-7128425
10438648 | 5840285-7128434
10333861 | 5840285-7142247
10440100 | 5840285-7153571
10439805 | 5840285-7153574
10338622 | 5840285-7153749
10433064 | 5840285-7153753
10439525 | 5840285-7153769
10439613 | 5840285-7153771
10778543 | 5840285-7153796
10778472 | 5840285-7153798
10340210 | 5840285-7171375
10436056 | 5840285-7171378
10341947 | 5840285-7171379
10328990 | 5840285-7171380
10330953 | 5840285-7171385
10330347 | 5840285-7171386
10336197 | 5840285-7171387
10471683 | 5840285-7171393
10436331 | 5840285-7179288
10341402 | 5840285-7185643
10333659 | 5840285-7185644
10341294 | 5840285-7185646
10340631 | 5840285-7195726
10328377 | 5840285-7211641
10338859 | 5840285-7221394
10338875 | 5840285-7221400
10339663 | 5840285-7221402
10435984 | 5840285-7228760
10439925 | 5840285-7238726
10439420 | 5840285-7268332
10339003 | 5840285-7269686
10439380 | 5840285-7273661
10437188 | 5840285-7273669
10329343 | 5840285-7277654
10328503 | 5840285-7288425
10331973 | 5840285-7291150
10437904 | 5840285-7291796
10434117 | 5840285-7292807
10433383 | 5840285-7295015
10438704 | 5840285-7295629
10329644 | 5840285-7295693
10434483 | 5840285-7295699
10330883 | 5840285-7295708
10332866 | 5840285-7295716
10330218 | 5840285-7295721
10433204 | 5840285-7295727
10434647 | 5840285-7295731
10335742 | 5840285-7295737
10336287 | 5840285-7295748
10332304 | 5840285-7295751
10438544 | 5840285-7295757
10434677 | 5840285-7295762
10435364 | 5840285-7295768
10437153 | 5840285-7296993
10434419 | 5840285-7298497
10433841 | 5840285-7298501
10433964 | 5840285-7298502
10433729 | 5840285-7298503
10471314 | 5840285-7306108
10331618 | 5840285-7307014
10437270 | 5840285-7307513
10439221 | 5840285-7307555
10334361 | 5840285-7310717
10332776 | 5840285-7310719
10333554 | 5840285-7310721
10334199 | 5840285-7310722
10336781 | 5840285-7310723
10333467 | 5840285-7310724
10439009 | 5840285-7311331
10434834 | 5840285-7312843
10439983 | 5840285-7312880
10435078 | 5840285-7313017
10435655 | 5840285-7321668
10436714 | 5840285-7325290
10329767 | 5840285-7339340
10497212 | 5840285-7341808
10336098 | 5840285-7344369
10471832 | 5840285-7345547
10471849 | 5840285-7345548
10471877 | 5840285-7345549
10471883 | 5840285-7345550
10471902 | 5840285-7345551
10471684 | 5840285-7345555
10471719 | 5840285-7345556
10471758 | 5840285-7345557
10471788 | 5840285-7345558
10471533 | 5840285-7345564
10471553 | 5840285-7345565
10471576 | 5840285-7345566
10471597 | 5840285-7345567
10471607 | 5840285-7345568
10353207 | 5840285-7345570
10353189 | 5840285-7345571
10436703 | 5840285-7358178
10336458 | 5840285-7359859
10334982 | 5840285-7361860
10339737 | 5840285-7364338
10341081 | 5840285-7368894
10338668 | 5840285-7368917
10335218 | 5840285-7368921
10339192 | 5840285-7368940
10328831 | 5840285-7368945
10329081 | 5840285-7368948
10328880 | 5840285-7368949
10329985 | 5840285-7368950
10332631 | 5840285-7368951
10331493 | 5840285-7368952
10329695 | 5840285-7368953
10333240 | 5840285-7368954
10332483 | 5840285-7368955
11188706 | 5840285-7370810
10335223 | 5840285-7373222
10337239 | 5840285-7381991
10334718 | 5840285-7382001
10339271 | 5840285-7382006
10339114 | 5840285-7382011
10336571 | 5840285-7382016
10336917 | 5840285-7383692
10336611 | 5840285-7383695
10336634 | 5840285-7383699
11187727 | 5840285-7387986
10826622 | 5840285-7388021
11187545 | 5840285-7388031
11187844 | 5840285-7388049
10387414 | 5840285-7388061
10826818 | 5840285-7388072
10785648 | 5840285-7388073
10336944 | 5840285-7390950
10336530 | 5840285-7390964
10336692 | 5840285-7390965
10336741 | 5840285-7390968
10338487 | 5840285-7392263
10340152 | 5840285-7392278
10340929 | 5840285-7392280
10338504 | 5840285-7392281
10340169 | 5840285-7392282
10338520 | 5840285-7392283
10340183 | 5840285-7395026
10338532 | 5840285-7395029
10340658 | 5840285-7395032
10340676 | 5840285-7395036
10340685 | 5840285-7395039
10339786 | 5840285-7397577
10339802 | 5840285-7397578
10338247 | 5840285-7397580
10797164 | 5840285-7397588
10797038 | 5840285-7397607
10335395 | 5840285-7398013
10503720 | 5840285-7400868
10334850 | 5840285-7400869
10336427 | 5840285-7404960
10335778 | 5840285-7404990
10527084 | 5840285-7405229
10988842 | 5840285-7405542
11188274 | 5840285-7405559
10340911 | 5840285-7405852
10340945 | 5840285-7405861
10785662 | 5840285-7410032
10826313 | 5840285-7410050
10945222 | 5840285-7410078
10329202 | 5840285-7412815
10451231 | 5840285-7424322
10334498 | 5840285-7425031
10337049 | 5840285-7425466
10451640 | 5840285-7428970
10451843 | 5840285-7430884
10335999 | 5840285-7431822
10452089 | 5840285-7432041
11187993 | 5840285-7433701
10336006 | 5840285-7437332
11188792 | 5840285-7439248
10896912 | 5840285-7440860
10451535 | 5840285-7444059
11188775 | 5840285-7455999
11189392 | 5840285-7456454
10945380 | 5840285-7465394
11189508 | 5840285-7476183
11188436 | 5840285-7500636
10435363 | 5840285-8077661
10436653 | 5840285-8077677
10435712 | 5840285-8077678
10331814 | 5840285-8206186
10330473 | 5840285-8215500
10330078 | 5840285-8215501
10331675 | 5840285-8231379
10331389 | 5840285-8231383
10432689 | 5840285-8240433
10496858 | 5840285-8240442
10339934 | 5840285-8240445
10339964 | 5840285-8240448
10338287 | 5840285-8283940
10337728 | 5840285-8283947
10338362 | 5840285-8283972
10341189 | 5840285-8283984
10337882 | 5840285-8283990
10339415 | 5840285-8284054
10338140 | 5840285-8284074
10338157 | 5840285-8284081
10335573 | 5840285-8284096
10338009 | 5840285-8284109
10451366 | 5845610-7221400
10334986 | 5950475-7361860
10335220 | 5950475-7373222
10339272 | 5950475-7382006
10334983 | 5950476-7361860
10328836 | 5950476-7368945
10335222 | 5950476-7373222
10337242 | 5950476-7381991
10334722 | 5950476-7382001
10339273 | 5950476-7382006
10339116 | 5950476-7382011
10336575 | 5950476-7382016
11187665 | 5950476-7387986
10826621 | 5950476-7388021
11187587 | 5950476-7388031
11187862 | 5950476-7388049
10826820 | 5950476-7388072
10785658 | 5950476-7388073
10526687 | 5950476-7390964
10452151 | 5950476-7390965
10452285 | 5950476-7390968
10797048 | 5950476-7397607
11188257 | 5950476-7405559
10785675 | 5950476-7410032
10329205 | 5950476-7412815
10451240 | 5950476-7424322
10334502 | 5950476-7425031
10337050 | 5950476-7425466
10451644 | 5950476-7428970
10451829 | 5950476-7430884
10452225 | 5950476-7431822
10452097 | 5950476-7432041
11188008 | 5950476-7433701
10383948 | 5950476-7437332
11188820 | 5950476-7439248
10451537 | 5950476-7444059
11189242 | 5950476-7455999
11189412 | 5950476-7456454
10945384 | 5950476-7465394
11189526 | 5950476-7476183
10435371 | 5950476-8077661
10336950 | 5950476-8215503
10331676 | 5950476-8231379
10332634 | 6100069-7368951
10335224 | 6100069-7373222
10341082 | 6100094-7368894
10797186 | 6100094-7397588
10334987 | 6101976-7361860
10335225 | 6101976-7373222
10908894 | 6101976-7397580
10335399 | 6101976-7398013
10334851 | 6101976-7400869
10335780 | 6101976-7404990
10334506 | 6101976-7425031
11189299 | 6101976-7456454
10436954 | 6101992-6802284
10332356 | 6101992-7011431
10328597 | 6101992-7011442
10432810 | 6101992-7011443
10435528 | 6101992-7011444
10328080 | 6101992-7011445
10434958 | 6101992-7011447
10437361 | 6101992-7017189
10435753 | 6101992-7017207
10432503 | 6101992-7017210
10328210 | 6101992-7082027
10438324 | 6101992-7085078
10333862 | 6101992-7142247
10439802 | 6101992-7153574
10338627 | 6101992-7153749
10433054 | 6101992-7153753
10439526 | 6101992-7153769
10778404 | 6101992-7153796
10778337 | 6101992-7153798
10340209 | 6101992-7171375
10436057 | 6101992-7171378
10341948 | 6101992-7171379
10328991 | 6101992-7171380
10330954 | 6101992-7171385
10330348 | 6101992-7171386
10336199 | 6101992-7171387
10471691 | 6101992-7171393
10436336 | 6101992-7179288
10341404 | 6101992-7185643
10333660 | 6101992-7185644
10341297 | 6101992-7185646
10340635 | 6101992-7195726
10328381 | 6101992-7211641
10338852 | 6101992-7221394
10338878 | 6101992-7221400
10339666 | 6101992-7221402
10339007 | 6101992-7269686
10439386 | 6101992-7273661
10329345 | 6101992-7277654
10328506 | 6101992-7288425
10331976 | 6101992-7291150
10437907 | 6101992-7291796
10434122 | 6101992-7292807
10433386 | 6101992-7295015
10438714 | 6101992-7295629
10329645 | 6101992-7295693
10434490 | 6101992-7295699
10330885 | 6101992-7295708
10332867 | 6101992-7295716
10330221 | 6101992-7295721
10433208 | 6101992-7295727
10434648 | 6101992-7295731
10335743 | 6101992-7295737
10336289 | 6101992-7295748
10332296 | 6101992-7295751
10438545 | 6101992-7295757
10434678 | 6101992-7295762
10435368 | 6101992-7295768
10437154 | 6101992-7296993
10434431 | 6101992-7298497
10433844 | 6101992-7298501
10434030 | 6101992-7298502
10433733 | 6101992-7298503
10471300 | 6101992-7306108
10331620 | 6101992-7307014
10437272 | 6101992-7307513
10439220 | 6101992-7307555
10334362 | 6101992-7310717
10332779 | 6101992-7310719
10334202 | 6101992-7310722
10336778 | 6101992-7310723
10333470 | 6101992-7310724
10439010 | 6101992-7311331
10434838 | 6101992-7312843
10435080 | 6101992-7313017
10435656 | 6101992-7321668
10436716 | 6101992-7325290
10329770 | 6101992-7339340
10497191 | 6101992-7341808
10336101 | 6101992-7344369
10471822 | 6101992-7345547
10471856 | 6101992-7345548
10471867 | 6101992-7345549
10471887 | 6101992-7345550
10471904 | 6101992-7345551
10471685 | 6101992-7345555
10471716 | 6101992-7345556
10471767 | 6101992-7345557
10471801 | 6101992-7345558
10471536 | 6101992-7345564
10471557 | 6101992-7345565
10471580 | 6101992-7345566
10471586 | 6101992-7345567
10471611 | 6101992-7345568
10353204 | 6101992-7345570
10353184 | 6101992-7345571
10436710 | 6101992-7358178
10336463 | 6101992-7359859
10334989 | 6101992-7361860
10339739 | 6101992-7364338
10341083 | 6101992-7368894
10338667 | 6101992-7368917
10335229 | 6101992-7368921
10339196 | 6101992-7368940
10328837 | 6101992-7368945
10329067 | 6101992-7368948
10328883 | 6101992-7368949
10329986 | 6101992-7368950
10332638 | 6101992-7368951
10331495 | 6101992-7368952
10329697 | 6101992-7368953
10332147 | 6101992-7368954
10332486 | 6101992-7368955
11189583 | 6101992-7370810
10335227 | 6101992-7373222
10337228 | 6101992-7381991
10334711 | 6101992-7382001
10339274 | 6101992-7382006
10339119 | 6101992-7382011
10339619 | 6101992-7382016
10336920 | 6101992-7383692
10336615 | 6101992-7383695
10336636 | 6101992-7383699
11189023 | 6101992-7387986
10826728 | 6101992-7388021
11187719 | 6101992-7388031
11187505 | 6101992-7388049
10387416 | 6101992-7388061
10826907 | 6101992-7388072
10785514 | 6101992-7388073
10336929 | 6101992-7390950
10336533 | 6101992-7390964
10336696 | 6101992-7390965
10336717 | 6101992-7390968
10338491 | 6101992-7392263
10340153 | 6101992-7392278
10340930 | 6101992-7392280
10338508 | 6101992-7392281
10340170 | 6101992-7392282
10338523 | 6101992-7392283
10340184 | 6101992-7395026
10338534 | 6101992-7395029
10340660 | 6101992-7395032
10340678 | 6101992-7395036
10340687 | 6101992-7395039
10339787 | 6101992-7397577
10339803 | 6101992-7397578
10338248 | 6101992-7397580
10796888 | 6101992-7397588
10796989 | 6101992-7397607
10335403 | 6101992-7398013
10503781 | 6101992-7400868
10334852 | 6101992-7400869
10336429 | 6101992-7404960
10335782 | 6101992-7404990
10527165 | 6101992-7405229
10988830 | 6101992-7405542
11189482 | 6101992-7405559
10340912 | 6101992-7405852
10338546 | 6101992-7405861
10785553 | 6101992-7410032
10826175 | 6101992-7410050
10945157 | 6101992-7410078
10329208 | 6101992-7412815
10451161 | 6101992-7424322
10334510 | 6101992-7425031
10337051 | 6101992-7425466
10451494 | 6101992-7428970
10451680 | 6101992-7430884
10336001 | 6101992-7431822
10451926 | 6101992-7432041
11188124 | 6101992-7433701
10336011 | 6101992-7437332
11188616 | 6101992-7439248
10896863 | 6101992-7440860
10451701 | 6101992-7444059
11188838 | 6101992-7455999
11189332 | 6101992-7456454
10945307 | 6101992-7465394
11189169 | 6101992-7476183
10436680 | 6101992-8077677
10331817 | 6101992-8206186
10330470 | 6101992-8215500
10330082 | 6101992-8215501
10331677 | 6101992-8231379
10331390 | 6101992-8231383
10432709 | 6101992-8240433
10335972 | 6101992-8240438
10339350 | 6101992-8240439
10496765 | 6101992-8240442
10339938 | 6101992-8240445
10339965 | 6101992-8240448
10338289 | 6101992-8283940
10337717 | 6101992-8283947
10338363 | 6101992-8283972
10341190 | 6101992-8283984
10337884 | 6101992-8283990
10339404 | 6101992-8284054
10338141 | 6101992-8284074
10338155 | 6101992-8284081
10335575 | 6101992-8284096
10338006 | 6101992-8284109
10440050 | 6102008-10089156
10432821 | 6102008-7011443
10439077 | 6102008-7307513
10439223 | 6102008-7307555
10334363 | 6102008-7310717
10332782 | 6102008-7310719
10352358 | 6102008-7368894
10522228 | 6102008-7383692
10826442 | 6102008-7392283
10796892 | 6102008-7397588
10786969 | 6105000-7277654
10807019 | 6105000-7298503
10522215 | 6105000-7383692
10525999 | 6105000-7383695
10451030 | 6105000-7395026
10328600 | 6105605-7011442
10785268 | 6105605-7390950
10451702 | 6105605-7444059
10338010 | 6105605-8284109
10526205 | 6105704-7390950
10832775 | 6105787-7368951
10383851 | 6105803-7368917
10332357 | 6107221-7011431
10439527 | 6107221-7153769
10435985 | 6107221-7228760
10435697 | 6107221-8077678
10436956 | 6107247-6802284
10328081 | 6107247-7011445
10437363 | 6107247-7017189
10435754 | 6107247-7017207
10432508 | 6107247-7017210
10438326 | 6107247-7085078
10440091 | 6107247-7153571
10439804 | 6107247-7153574
10336201 | 6107247-7171387
10436333 | 6107247-7179288
10333661 | 6107247-7185644
10328382 | 6107247-7211641
11187335 | 6107247-7221394
10451262 | 6107247-7221400
10339664 | 6107247-7221402
10328509 | 6107247-7288425
10331979 | 6107247-7291150
10434036 | 6107247-7298502
10439985 | 6107247-7312880
10435084 | 6107247-7313017
10497197 | 6107247-7341808
10988489 | 6107247-7345548
10988673 | 6107247-7345550
10497488 | 6107247-7345557
10471590 | 6107247-7345567
10471617 | 6107247-7345568
10988984 | 6107247-7345571
10341084 | 6107247-7368894
10329987 | 6107247-7368950
10332640 | 6107247-7368951
10331497 | 6107247-7368952
11189585 | 6107247-7370810
10924988 | 6107247-7383692
10913751 | 6107247-7390964
10799639 | 6107247-7390965
10913737 | 6107247-7390968
10526405 | 6107247-7392278
10785384 | 6107247-7392281
10796893 | 6107247-7397588
10945162 | 6107247-7410078
10383861 | 6107247-7425031
11188128 | 6107247-7433701
10451705 | 6107247-7444059
10435378 | 6107247-8077661
10436640 | 6107247-8077677
10435703 | 6107247-8077678
10330475 | 6107247-8215500
10330086 | 6107247-8215501
10339966 | 6107247-8240448
10337721 | 6107247-8283947
10339407 | 6107247-8284054
10340766 | 6113203-7195730
10439741 | 6113203-7280426
11187365 | 6113203-7283610
10437931 | 6113807-6802284
10332361 | 6113807-7011431
10328603 | 6113807-7011442
10432824 | 6113807-7011443
10435524 | 6113807-7011444
10328082 | 6113807-7011445
10434962 | 6113807-7011447
10437365 | 6113807-7017189
10435756 | 6113807-7017207
10432513 | 6113807-7017210
10435930 | 6113807-7061259
10328212 | 6113807-7082027
10438328 | 6113807-7085078
10438413 | 6113807-7128425
10438605 | 6113807-7128432
10438649 | 6113807-7128434
10333866 | 6113807-7142247
10440095 | 6113807-7153571
10439806 | 6113807-7153574
10338632 | 6113807-7153749
10433066 | 6113807-7153753
10439528 | 6113807-7153769
10439614 | 6113807-7153771
10778384 | 6113807-7153796
10778317 | 6113807-7153798
10332056 | 6113807-7159921
10340212 | 6113807-7171375
10436059 | 6113807-7171378
10341949 | 6113807-7171379
10328994 | 6113807-7171380
10330952 | 6113807-7171385
10330349 | 6113807-7171386
10336196 | 6113807-7171387
10471686 | 6113807-7171393
10436338 | 6113807-7179288
10341407 | 6113807-7185643
10333662 | 6113807-7185644
10341300 | 6113807-7185646
10436417 | 6113807-7195720
10340639 | 6113807-7195726
10340767 | 6113807-7195730
10437603 | 6113807-7196923
10437645 | 6113807-7209287
10328386 | 6113807-7211641
10525789 | 6113807-7221394
10451120 | 6113807-7221400
10513128 | 6113807-7221402
10435986 | 6113807-7228760
10439929 | 6113807-7238726
10331315 | 6113807-7264221
10330548 | 6113807-7266485
10439422 | 6113807-7268332
10338997 | 6113807-7269686
10331119 | 6113807-7272475
10437448 | 6113807-7273628
10437802 | 6113807-7273636
10439373 | 6113807-7273661
10437192 | 6113807-7273669
10338933 | 6113807-7275333
10340327 | 6113807-7276087
10329329 | 6113807-7277654
10439744 | 6113807-7280426
10332970 | 6113807-7283610
10437086 | 6113807-7284503
10328512 | 6113807-7288425
10331982 | 6113807-7291150
10437908 | 6113807-7291796
10434134 | 6113807-7292807
10433390 | 6113807-7295015
10438723 | 6113807-7295629
10329621 | 6113807-7295693
10434502 | 6113807-7295699
10330887 | 6113807-7295708
10332868 | 6113807-7295716
10330224 | 6113807-7295721
10433209 | 6113807-7295727
10434415 | 6113807-7295731
10335744 | 6113807-7295737
10336291 | 6113807-7295748
10332299 | 6113807-7295751
10438539 | 6113807-7295757
10434679 | 6113807-7295762
10435380 | 6113807-7295768
10437155 | 6113807-7296993
10340988 | 6113807-7297794
10434441 | 6113807-7298497
10433847 | 6113807-7298501
10434043 | 6113807-7298502
10433736 | 6113807-7298503
10471303 | 6113807-7306108
10331622 | 6113807-7307014
10439161 | 6113807-7307513
10439227 | 6113807-7307555
10471173 | 6113807-7309902
10334364 | 6113807-7310717
10332785 | 6113807-7310719
10333553 | 6113807-7310721
10334205 | 6113807-7310722
10336780 | 6113807-7310723
10333468 | 6113807-7310724
10439011 | 6113807-7311331
10434842 | 6113807-7312843
10439973 | 6113807-7312880
10435081 | 6113807-7313017
10435657 | 6113807-7321668
10436718 | 6113807-7325290
10341601 | 6113807-7325526
10438946 | 6113807-7329489
10341751 | 6113807-7333010
10340431 | 6113807-7335354
10341667 | 6113807-7338294
10329771 | 6113807-7339340
10497152 | 6113807-7341808
10336104 | 6113807-7344369
10988478 | 6113807-7345548
10988462 | 6113807-7345549
10988596 | 6113807-7345550
10988684 | 6113807-7345551
10497307 | 6113807-7345555
10497504 | 6113807-7345556
10497403 | 6113807-7345557
10944975 | 6113807-7345558
10634072 | 6113807-7345564
10634451 | 6113807-7345565
10634119 | 6113807-7345566
10634255 | 6113807-7345567
10634175 | 6113807-7345568
10988867 | 6113807-7345570
10988964 | 6113807-7345571
10436711 | 6113807-7358178
10336461 | 6113807-7359859
10335036 | 6113807-7361860
10339741 | 6113807-7364338
10337411 | 6113807-7367010
10341085 | 6113807-7368894
10338670 | 6113807-7368917
10335233 | 6113807-7368921
10339193 | 6113807-7368940
10328838 | 6113807-7368945
10329072 | 6113807-7368948
10328875 | 6113807-7368949
10329988 | 6113807-7368950
10332642 | 6113807-7368951
10331492 | 6113807-7368952
10329696 | 6113807-7368953
10332146 | 6113807-7368954
10332489 | 6113807-7368955
11189598 | 6113807-7370810
10335231 | 6113807-7373222
10337231 | 6113807-7381991
10334715 | 6113807-7382001
10339275 | 6113807-7382006
10339122 | 6113807-7382011
10339623 | 6113807-7382016
10522201 | 6113807-7383692
10525978 | 6113807-7383695
10526122 | 6113807-7383699
11188992 | 6113807-7387986
10826691 | 6113807-7388021
11187698 | 6113807-7388031
11187473 | 6113807-7388049
11187896 | 6113807-7388061
10826889 | 6113807-7388072
10785711 | 6113807-7388073
10526271 | 6113807-7390950
10526585 | 6113807-7390964
10452329 | 6113807-7390965
10452368 | 6113807-7390968
10633845 | 6113807-7392263
10526386 | 6113807-7392278
10785256 | 6113807-7392280
10785335 | 6113807-7392281
10526520 | 6113807-7392282
10826584 | 6113807-7392283
10451002 | 6113807-7395026
10826243 | 6113807-7395029
10768055 | 6113807-7395036
10896961 | 6113807-7395039
10826379 | 6113807-7397577
10526904 | 6113807-7397578
10526733 | 6113807-7397580
10796857 | 6113807-7397588
10796963 | 6113807-7397607
10335407 | 6113807-7398013
10503692 | 6113807-7400868
10334853 | 6113807-7400869
10336431 | 6113807-7404960
10335777 | 6113807-7404990
10527138 | 6113807-7405229
10988777 | 6113807-7405542
11189485 | 6113807-7405559
10785526 | 6113807-7410032
10826155 | 6113807-7410050
10945135 | 6113807-7410078
10329211 | 6113807-7412815
10451136 | 6113807-7424322
10334503 | 6113807-7425031
10337052 | 6113807-7425466
10451467 | 6113807-7428970
10451663 | 6113807-7430884
10634042 | 6113807-7431009
10451890 | 6113807-7431822
10451908 | 6113807-7432041
11188107 | 6113807-7433701
10383881 | 6113807-7437332
11188065 | 6113807-7439248
10896850 | 6113807-7440860
10452008 | 6113807-7444059
11188883 | 6113807-7455999
11189280 | 6113807-7456454
10497920 | 6113807-7459038
10945285 | 6113807-7465394
11189151 | 6113807-7476183
11188389 | 6113807-7500636
10435360 | 6113807-8077661
10436643 | 6113807-8077677
10435711 | 6113807-8077678
10331820 | 6113807-8206186
10330471 | 6113807-8215500
10330090 | 6113807-8215501
10331678 | 6113807-8231379
10331391 | 6113807-8231383
10432718 | 6113807-8240433
10496746 | 6113807-8240442
10339927 | 6113807-8240445
10339967 | 6113807-8240448
10338291 | 6113807-8283940
10337725 | 6113807-8283947
10338364 | 6113807-8283972
10341191 | 6113807-8283984
10337886 | 6113807-8283990
10339410 | 6113807-8284054
10338142 | 6113807-8284074
10338158 | 6113807-8284081
10335578 | 6113807-8284096
10338007 | 6113807-8284109
10436288 | 6113807-8305049
10497751 | 6116503-7459038
10437934 | 6117709-6802284
10332358 | 6117709-7011431
10328606 | 6117709-7011442
10432834 | 6117709-7011443
10435529 | 6117709-7011444
10328084 | 6117709-7011445
10434966 | 6117709-7011447
10437367 | 6117709-7017189
10435755 | 6117709-7017207
10432515 | 6117709-7017210
10328214 | 6117709-7082027
10438329 | 6117709-7085078
10438417 | 6117709-7128425
10438650 | 6117709-7128434
10333864 | 6117709-7142247
10440093 | 6117709-7153571
10439808 | 6117709-7153574
10338619 | 6117709-7153749
10433056 | 6117709-7153753
10439529 | 6117709-7153769
10439617 | 6117709-7153771
10778391 | 6117709-7153796
10778323 | 6117709-7153798
10340211 | 6117709-7171375
10436061 | 6117709-7171378
10341950 | 6117709-7171379
10328993 | 6117709-7171380
10331045 | 6117709-7171385
10330350 | 6117709-7171386
10336198 | 6117709-7171387
10471693 | 6117709-7171393
10436343 | 6117709-7179288
10341410 | 6117709-7185643
10333663 | 6117709-7185644
10341303 | 6117709-7185646
10340640 | 6117709-7195726
10328390 | 6117709-7211641
10525797 | 6117709-7221394
10451127 | 6117709-7221400
10513137 | 6117709-7221402
10435987 | 6117709-7228760
10439424 | 6117709-7268332
10339001 | 6117709-7269686
10439377 | 6117709-7273661
10437187 | 6117709-7273669
10329332 | 6117709-7277654
10328515 | 6117709-7288425
10331974 | 6117709-7291150
10437909 | 6117709-7291796
10434144 | 6117709-7292807
10433394 | 6117709-7295015
10438735 | 6117709-7295629
10329623 | 6117709-7295693
10433474 | 6117709-7295699
10330889 | 6117709-7295708
10332869 | 6117709-7295716
10330227 | 6117709-7295721
10433213 | 6117709-7295727
10434423 | 6117709-7295731
10335745 | 6117709-7295737
10336293 | 6117709-7295748
10332302 | 6117709-7295751
10438554 | 6117709-7295757
10434770 | 6117709-7295762
10435376 | 6117709-7295768
10437156 | 6117709-7296993
10434422 | 6117709-7298497
10433850 | 6117709-7298501
10434049 | 6117709-7298502
10433740 | 6117709-7298503
10471306 | 6117709-7306108
10439074 | 6117709-7307513
10439231 | 6117709-7307555
10768215 | 6117709-7307923
10471179 | 6117709-7309902
10334365 | 6117709-7310717
10332786 | 6117709-7310719
10333555 | 6117709-7310721
10334197 | 6117709-7310722
10336782 | 6117709-7310723
10333471 | 6117709-7310724
10439012 | 6117709-7311331
10434835 | 6117709-7312843
10439977 | 6117709-7312880
10435083 | 6117709-7313017
10435659 | 6117709-7321668
10436720 | 6117709-7325290
10329774 | 6117709-7339340
10497156 | 6117709-7341808
10336107 | 6117709-7344369
10988481 | 6117709-7345548
10988398 | 6117709-7345549
10988633 | 6117709-7345550
10988617 | 6117709-7345551
10497323 | 6117709-7345555
10497508 | 6117709-7345556
10497438 | 6117709-7345557
10944980 | 6117709-7345558
10634096 | 6117709-7345564
10634450 | 6117709-7345565
10634129 | 6117709-7345566
10634288 | 6117709-7345567
10634171 | 6117709-7345568
10988873 | 6117709-7345570
10988970 | 6117709-7345571
10436728 | 6117709-7358178
10336465 | 6117709-7359859
10335038 | 6117709-7361860
10339743 | 6117709-7364338
10337414 | 6117709-7367010
10341086 | 6117709-7368894
10338669 | 6117709-7368917
10335236 | 6117709-7368921
10339197 | 6117709-7368940
10328839 | 6117709-7368945
10329066 | 6117709-7368948
10328878 | 6117709-7368949
10329989 | 6117709-7368950
10332639 | 6117709-7368951
10331494 | 6117709-7368952
10329698 | 6117709-7368953
10332148 | 6117709-7368954
10332492 | 6117709-7368955
11189581 | 6117709-7370810
10335235 | 6117709-7373222
10337234 | 6117709-7381991
10334719 | 6117709-7382001
10339276 | 6117709-7382006
10339125 | 6117709-7382011
10339627 | 6117709-7382016
10522209 | 6117709-7383692
10525986 | 6117709-7383695
10526154 | 6117709-7383699
11189001 | 6117709-7387986
10826863 | 6117709-7388021
11187705 | 6117709-7388031
11187481 | 6117709-7388049
11187904 | 6117709-7388061
10826891 | 6117709-7388072
10785507 | 6117709-7388073
10526174 | 6117709-7390950
10826676 | 6117709-7390964
10768053 | 6117709-7390965
10452476 | 6117709-7390968
10633850 | 6117709-7392263
10526391 | 6117709-7392278
10785265 | 6117709-7392280
10785352 | 6117709-7392281
10526517 | 6117709-7392282
10826619 | 6117709-7392283
10451008 | 6117709-7395026
10826241 | 6117709-7395029
10768061 | 6117709-7395036
10896964 | 6117709-7395039
10826393 | 6117709-7397577
10526915 | 6117709-7397578
10526736 | 6117709-7397580
10796868 | 6117709-7397588
10796969 | 6117709-7397607
10335398 | 6117709-7398013
10503728 | 6117709-7400868
10334854 | 6117709-7400869
10336434 | 6117709-7404960
10335779 | 6117709-7404990
10527146 | 6117709-7405229
10988785 | 6117709-7405542
11189489 | 6117709-7405559
10785534 | 6117709-7410032
10826163 | 6117709-7410050
10945142 | 6117709-7410078
10329214 | 6117709-7412815
10451144 | 6117709-7424322
10334507 | 6117709-7425031
10337053 | 6117709-7425466
10451471 | 6117709-7428970
10451664 | 6117709-7430884
10634044 | 6117709-7431009
10452053 | 6117709-7431822
10451919 | 6117709-7432041
11188111 | 6117709-7433701
10383886 | 6117709-7437332
11188457 | 6117709-7439248
10896854 | 6117709-7440860
10452029 | 6117709-7444059
11159682 | 6117709-7444378
11188877 | 6117709-7455999
11189285 | 6117709-7456454
10945293 | 6117709-7465394
11189160 | 6117709-7476183
10435367 | 6117709-8077661
10436647 | 6117709-8077677
10435716 | 6117709-8077678
10331812 | 6117709-8206186
10330474 | 6117709-8215500
10330079 | 6117709-8215501
10336951 | 6117709-8215503
10331679 | 6117709-8231379
10331392 | 6117709-8231383
10432682 | 6117709-8240433
10496754 | 6117709-8240442
10339931 | 6117709-8240445
10339968 | 6117709-8240448
10338293 | 6117709-8283940
10337729 | 6117709-8283947
10338365 | 6117709-8283972
10341192 | 6117709-8283984
10337888 | 6117709-8283990
10339414 | 6117709-8284054
10338143 | 6117709-8284074
10338159 | 6117709-8284081
10335580 | 6117709-8284096
10338011 | 6117709-8284109
10436292 | 6117709-8305049
10432813 | 6123898-7011443
10333664 | 6123898-7185644
10328394 | 6123898-7211641
10525858 | 6123898-7221394
10633833 | 6123898-7221400
10331977 | 6123898-7291150
10435661 | 6123898-7321668
10341087 | 6123898-7368894
10339201 | 6123898-7368940
10332485 | 6123898-7368955
10335237 | 6123898-7373222
10797139 | 6123898-7397588
10945213 | 6123898-7410078
10436656 | 6123898-8077677
10330472 | 6123898-8215500
10330083 | 6123898-8215501
10432819 | 6123906-7011443
10333665 | 6123906-7185644
10328383 | 6123906-7211641
10525871 | 6123906-7221394
10633832 | 6123906-7221400
10331980 | 6123906-7291150
10435662 | 6123906-7321668
10341088 | 6123906-7368894
10339205 | 6123906-7368940
10332488 | 6123906-7368955
10335226 | 6123906-7373222
10797134 | 6123906-7397588
10945209 | 6123906-7410078
10436662 | 6123906-8077677
10330476 | 6123906-8215500
10330087 | 6123906-8215501
10451348 | 6126304-7221400
10335402 | 6126304-7398013
10352419 | 6126304-7412815
10331983 | 6126403-7291150
10433217 | 6126403-7295727
10336295 | 6126403-7295748
10336469 | 6126403-7359859
10335040 | 6126403-7361860
10339727 | 6126403-7364338
10341089 | 6126403-7368894
11188679 | 6126403-7370810
10339277 | 6126403-7382006
10797154 | 6126403-7397588
10527079 | 6126403-7405229
11188232 | 6126403-7405559
10785657 | 6126403-7410032
10826309 | 6126403-7410050
10329216 | 6126403-7412815
10337054 | 6126403-7425466
10435723 | 6126403-8077678
10328995 | 6126494-7171380
10497192 | 6126494-7341808
10334990 | 6126494-7361860
10339194 | 6126494-7368940
10522148 | 6126494-7383692
10334855 | 6126494-7400869
10335781 | 6126494-7404990
10527076 | 6126494-7405229
10452058 | 6126494-7432041
10451520 | 6126494-7444059
11188826 | 6126494-7455999
10436669 | 6126494-8077677
10330480 | 6126494-8215500
10339935 | 6126494-8240445
10437088 | 6126502-7284503
10341604 | 6126502-7325526
10341752 | 6126502-7333010
10341531 | 6126502-7334654
10337449 | 6126502-7335354
10341668 | 6126502-7338294
10437937 | 6126601-6802284
10332359 | 6126601-7011431
10328598 | 6126601-7011442
10432826 | 6126601-7011443
10435535 | 6126601-7011444
10328085 | 6126601-7011445
10436974 | 6126601-7011447
10437360 | 6126601-7017189
10435757 | 6126601-7017207
10432517 | 6126601-7017210
10435933 | 6126601-7061259
10328244 | 6126601-7082027
10438330 | 6126601-7085078
10438421 | 6126601-7128425
10438652 | 6126601-7128434
10333868 | 6126601-7142247
10440098 | 6126601-7153571
10439807 | 6126601-7153574
10338624 | 6126601-7153749
10433068 | 6126601-7153753
10439530 | 6126601-7153769
10439619 | 6126601-7153771
10778533 | 6126601-7153796
10778463 | 6126601-7153798
10332059 | 6126601-7159921
10340214 | 6126601-7171375
10436063 | 6126601-7171378
10341951 | 6126601-7171379
10328998 | 6126601-7171380
10330955 | 6126601-7171385
10330351 | 6126601-7171386
10336200 | 6126601-7171387
10471696 | 6126601-7171393
10436349 | 6126601-7179288
10341406 | 6126601-7185643
10333666 | 6126601-7185644
10341296 | 6126601-7185646
10436419 | 6126601-7195720
10340636 | 6126601-7195726
10340768 | 6126601-7195730
10437606 | 6126601-7196923
10437642 | 6126601-7209287
10328387 | 6126601-7211641
10525873 | 6126601-7221394
10451350 | 6126601-7221400
10513201 | 6126601-7221402
10435988 | 6126601-7228760
10439933 | 6126601-7238726
10331319 | 6126601-7264221
10330549 | 6126601-7266485
10439428 | 6126601-7268332
10339005 | 6126601-7269686
10331123 | 6126601-7272475
10437452 | 6126601-7273628
10437805 | 6126601-7273636
10439382 | 6126601-7273661
10437191 | 6126601-7273669
10338935 | 6126601-7275333
10340330 | 6126601-7276087
10329335 | 6126601-7277654
10439746 | 6126601-7280426
11187342 | 6126601-7283610
10437091 | 6126601-7284503
10328516 | 6126601-7288425
10331975 | 6126601-7291150
10437910 | 6126601-7291796
10434146 | 6126601-7292807
10433463 | 6126601-7295015
10438718 | 6126601-7295629
10329625 | 6126601-7295693
10433475 | 6126601-7295699
10330890 | 6126601-7295708
10332870 | 6126601-7295716
10330223 | 6126601-7295721
10433220 | 6126601-7295727
10434651 | 6126601-7295731
10335687 | 6126601-7295737
10336297 | 6126601-7295748
10332305 | 6126601-7295751
10438556 | 6126601-7295757
10434773 | 6126601-7295762
10435385 | 6126601-7295768
10437157 | 6126601-7296993
10340989 | 6126601-7297794
10434434 | 6126601-7298497
10433853 | 6126601-7298501
10434033 | 6126601-7298502
10433728 | 6126601-7298503
10471308 | 6126601-7306108
10331624 | 6126601-7307014
10439075 | 6126601-7307513
10439224 | 6126601-7307555
10334366 | 6126601-7310717
10332789 | 6126601-7310719
10333556 | 6126601-7310721
10334200 | 6126601-7310722
10336784 | 6126601-7310723
10333469 | 6126601-7310724
10439013 | 6126601-7311331
10434839 | 6126601-7312843
10439979 | 6126601-7312880
10435082 | 6126601-7313017
10435664 | 6126601-7321668
10436724 | 6126601-7325290
10341607 | 6126601-7325526
10341754 | 6126601-7333010
10341534 | 6126601-7334654
10337446 | 6126601-7335354
10341670 | 6126601-7338294
10329772 | 6126601-7339340
10497188 | 6126601-7341808
10336087 | 6126601-7344369
10988341 | 6126601-7345547
10988523 | 6126601-7345548
10988446 | 6126601-7345549
10988710 | 6126601-7345550
10988667 | 6126601-7345551
10497564 | 6126601-7345555
10497797 | 6126601-7345556
10497699 | 6126601-7345557
10944911 | 6126601-7345558
10634333 | 6126601-7345564
10634380 | 6126601-7345565
10634275 | 6126601-7345566
10634277 | 6126601-7345567
10634418 | 6126601-7345568
10988932 | 6126601-7345570
10989026 | 6126601-7345571
10436733 | 6126601-7358178
10336473 | 6126601-7359859
10335042 | 6126601-7361860
10338672 | 6126601-7368917
10335230 | 6126601-7368921
10339198 | 6126601-7368940
10328841 | 6126601-7368945
10329070 | 6126601-7368948
10328881 | 6126601-7368949
10329990 | 6126601-7368950
10332641 | 6126601-7368951
10331496 | 6126601-7368952
10329700 | 6126601-7368953
10332149 | 6126601-7368954
10332494 | 6126601-7368955
11188683 | 6126601-7370810
10335228 | 6126601-7373222
10337237 | 6126601-7381991
10334724 | 6126601-7382001
10339278 | 6126601-7382006
10339128 | 6126601-7382011
10336579 | 6126601-7382016
10522149 | 6126601-7383692
10526048 | 6126601-7383695
10526224 | 6126601-7383699
11187641 | 6126601-7387986
10826857 | 6126601-7388021
11187524 | 6126601-7388031
11187835 | 6126601-7388049
11187779 | 6126601-7388061
10826811 | 6126601-7388072
10785637 | 6126601-7388073
10526526 | 6126601-7390950
10526674 | 6126601-7390964
10452122 | 6126601-7390965
10452465 | 6126601-7390968
10633933 | 6126601-7392263
10526464 | 6126601-7392278
10785477 | 6126601-7392280
10785498 | 6126601-7392281
10526862 | 6126601-7392282
10826566 | 6126601-7392283
10451083 | 6126601-7395026
10826529 | 6126601-7395029
10768146 | 6126601-7395036
10896997 | 6126601-7395039
10826199 | 6126601-7397577
10526952 | 6126601-7397578
10526983 | 6126601-7397580
10797015 | 6126601-7397607
10335406 | 6126601-7398013
10503691 | 6126601-7400868
10334856 | 6126601-7400869
10336437 | 6126601-7404960
10335783 | 6126601-7404990
10527080 | 6126601-7405229
10988834 | 6126601-7405542
11188234 | 6126601-7405559
10785656 | 6126601-7410032
10945225 | 6126601-7410078
10329201 | 6126601-7412815
10451220 | 6126601-7424322
10334504 | 6126601-7425031
10337055 | 6126601-7425466
10451627 | 6126601-7428970
10451826 | 6126601-7430884
10452219 | 6126601-7431822
10452065 | 6126601-7432041
11187988 | 6126601-7433701
10383940 | 6126601-7437332
11188609 | 6126601-7439248
10896889 | 6126601-7440860
10451523 | 6126601-7444059
11188769 | 6126601-7455999
11189383 | 6126601-7456454
10497846 | 6126601-7459038
10945371 | 6126601-7465394
11188534 | 6126601-7466895
11189240 | 6126601-7476183
11188429 | 6126601-7500636
10435375 | 6126601-8077661
10436690 | 6126601-8077677
10435727 | 6126601-8077678
10331815 | 6126601-8206186
10330477 | 6126601-8215500
10330091 | 6126601-8215501
10331680 | 6126601-8231379
10331393 | 6126601-8231383
10432696 | 6126601-8240433
10496844 | 6126601-8240442
10339939 | 6126601-8240445
10339969 | 6126601-8240448
10338295 | 6126601-8283940
10337718 | 6126601-8283947
10338366 | 6126601-8283972
10341193 | 6126601-8283984
10337890 | 6126601-8283990
10339406 | 6126601-8284054
10338144 | 6126601-8284074
10338162 | 6126601-8284081
10335574 | 6126601-8284096
10338012 | 6126601-8284109
10328996 | 6127807-7171380
10451359 | 6127807-7221400
10497201 | 6127807-7341808
10335043 | 6127807-7361860
10339202 | 6127807-7368940
10522153 | 6127807-7383692
10334857 | 6127807-7400869
10335785 | 6127807-7404990
10527086 | 6127807-7405229
10352417 | 6127807-7412815
10452071 | 6127807-7432041
11188795 | 6127807-7455999
10436709 | 6127807-8077677
10330481 | 6127807-8215500
10437094 | 6128003-7284503
10341611 | 6128003-7325526
10341753 | 6128003-7333010
10337448 | 6128003-7335354
10341671 | 6128003-7338294
10437939 | 6128607-6802284
10332363 | 6128607-7011431
10328601 | 6128607-7011442
10432835 | 6128607-7011443
10435542 | 6128607-7011444
10328089 | 6128607-7011445
10436975 | 6128607-7011447
10437362 | 6128607-7017189
10435758 | 6128607-7017207
10432518 | 6128607-7017210
10435936 | 6128607-7061259
10328245 | 6128607-7082027
10438331 | 6128607-7085078
10438411 | 6128607-7128425
10438653 | 6128607-7128434
10333865 | 6128607-7142247
10440104 | 6128607-7153571
10439809 | 6128607-7153574
10338628 | 6128607-7153749
10433069 | 6128607-7153753
10439531 | 6128607-7153769
10439634 | 6128607-7153771
10778534 | 6128607-7153796
10778465 | 6128607-7153798
10332057 | 6128607-7159921
10340213 | 6128607-7171375
10436064 | 6128607-7171378
10341952 | 6128607-7171379
10329032 | 6128607-7171380
10330956 | 6128607-7171385
10330352 | 6128607-7171386
10336202 | 6128607-7171387
10471708 | 6128607-7171393
10436337 | 6128607-7179288
10341409 | 6128607-7185643
10333667 | 6128607-7185644
10341299 | 6128607-7185646
10436421 | 6128607-7195720
10340446 | 6128607-7195726
10340769 | 6128607-7195730
10437608 | 6128607-7196923
10437647 | 6128607-7209287
10328391 | 6128607-7211641
10525888 | 6128607-7221394
10451354 | 6128607-7221400
10513210 | 6128607-7221402
10435989 | 6128607-7228760
10439937 | 6128607-7238726
10331322 | 6128607-7264221
10330550 | 6128607-7266485
10439434 | 6128607-7268332
10339009 | 6128607-7269686
10331127 | 6128607-7272475
10437456 | 6128607-7273628
10437806 | 6128607-7273636
10439388 | 6128607-7273661
10437189 | 6128607-7273669
10338937 | 6128607-7275333
10340326 | 6128607-7276087
10329338 | 6128607-7277654
10439748 | 6128607-7280426
11187341 | 6128607-7283610
10437097 | 6128607-7284503
10328519 | 6128607-7288425
10331978 | 6128607-7291150
10437911 | 6128607-7291796
10434152 | 6128607-7292807
10433465 | 6128607-7295015
10438727 | 6128607-7295629
10329627 | 6128607-7295693
10433476 | 6128607-7295699
10330892 | 6128607-7295708
10332871 | 6128607-7295716
10330226 | 6128607-7295721
10433223 | 6128607-7295727
10434435 | 6128607-7295731
10335688 | 6128607-7295737
10336299 | 6128607-7295748
10332303 | 6128607-7295751
10438558 | 6128607-7295757
10434771 | 6128607-7295762
10435388 | 6128607-7295768
10437158 | 6128607-7296993
10340990 | 6128607-7297794
10434445 | 6128607-7298497
10433856 | 6128607-7298501
10434039 | 6128607-7298502
10471310 | 6128607-7306108
10331626 | 6128607-7307014
10439076 | 6128607-7307513
10439228 | 6128607-7307555
10334368 | 6128607-7310717
10332792 | 6128607-7310719
10333558 | 6128607-7310721
10334203 | 6128607-7310722
10336783 | 6128607-7310723
10333472 | 6128607-7310724
10439014 | 6128607-7311331
10434843 | 6128607-7312843
10439980 | 6128607-7312880
10435085 | 6128607-7313017
10435666 | 6128607-7321668
10436727 | 6128607-7325290
10341609 | 6128607-7325526
10341755 | 6128607-7333010
10341536 | 6128607-7334654
10337447 | 6128607-7335354
10341674 | 6128607-7338294
10329775 | 6128607-7339340
10497205 | 6128607-7341808
10336089 | 6128607-7344369
10988334 | 6128607-7345547
10988541 | 6128607-7345548
10988447 | 6128607-7345549
10988712 | 6128607-7345550
10988669 | 6128607-7345551
10497692 | 6128607-7345555
10497743 | 6128607-7345556
10497740 | 6128607-7345557
10944910 | 6128607-7345558
10634325 | 6128607-7345564
10634383 | 6128607-7345565
10634311 | 6128607-7345566
10634068 | 6128607-7345567
10634420 | 6128607-7345568
10988934 | 6128607-7345570
10989029 | 6128607-7345571
10436737 | 6128607-7358178
10336468 | 6128607-7359859
10335045 | 6128607-7361860
10339730 | 6128607-7364338
10341090 | 6128607-7368894
10338671 | 6128607-7368917
10335234 | 6128607-7368921
10339206 | 6128607-7368940
10328828 | 6128607-7368945
10329068 | 6128607-7368948
10328884 | 6128607-7368949
10329991 | 6128607-7368950
10332643 | 6128607-7368951
10331498 | 6128607-7368952
10329702 | 6128607-7368953
10332150 | 6128607-7368954
10332498 | 6128607-7368955
11188691 | 6128607-7370810
10335232 | 6128607-7373222
10337240 | 6128607-7381991
10334712 | 6128607-7382001
10339279 | 6128607-7382006
10339137 | 6128607-7382011
10336582 | 6128607-7382016
10522151 | 6128607-7383692
10526064 | 6128607-7383695
10526226 | 6128607-7383699
11187644 | 6128607-7387986
10826826 | 6128607-7388021
11187532 | 6128607-7388031
11187840 | 6128607-7388049
11187785 | 6128607-7388061
10826806 | 6128607-7388072
10785640 | 6128607-7388073
10526535 | 6128607-7390950
10526681 | 6128607-7390964
10452142 | 6128607-7390965
10452279 | 6128607-7390968
10633926 | 6128607-7392263
10526473 | 6128607-7392278
10785385 | 6128607-7392280
10785316 | 6128607-7392281
10526867 | 6128607-7392282
10826531 | 6128607-7392283
10451088 | 6128607-7395026
10826530 | 6128607-7395029
10768153 | 6128607-7395036
10897009 | 6128607-7395039
10826203 | 6128607-7397577
10526955 | 6128607-7397578
10526986 | 6128607-7397580
10797158 | 6128607-7397588
10797033 | 6128607-7397607
10335410 | 6128607-7398013
10503710 | 6128607-7400868
10334858 | 6128607-7400869
10336439 | 6128607-7404960
10335787 | 6128607-7404990
10527092 | 6128607-7405229
10988920 | 6128607-7405542
11188236 | 6128607-7405559
10785664 | 6128607-7410032
10826314 | 6128607-7410050
10945228 | 6128607-7410078
10329204 | 6128607-7412815
10451222 | 6128607-7424322
10334508 | 6128607-7425031
10337056 | 6128607-7425466
10451630 | 6128607-7428970
10451834 | 6128607-7430884
10452226 | 6128607-7431822
10452077 | 6128607-7432041
11188061 | 6128607-7433701
10383944 | 6128607-7437332
11188607 | 6128607-7439248
10896902 | 6128607-7440860
10451529 | 6128607-7444059
11188791 | 6128607-7455999
11189389 | 6128607-7456454
10497809 | 6128607-7459038
10945376 | 6128607-7465394
11188343 | 6128607-7466895
11189503 | 6128607-7476183
11188432 | 6128607-7500636
10435381 | 6128607-8077661
10436715 | 6128607-8077677
10435733 | 6128607-8077678
10331818 | 6128607-8206186
10330478 | 6128607-8215500
10330084 | 6128607-8215501
10331681 | 6128607-8231379
10331394 | 6128607-8231383
10432712 | 6128607-8240433
10496849 | 6128607-8240442
10339941 | 6128607-8240445
10339970 | 6128607-8240448
10338297 | 6128607-8283940
10337722 | 6128607-8283947
10338367 | 6128607-8283972
10341194 | 6128607-8283984
10337892 | 6128607-8283990
10339409 | 6128607-8284054
10338145 | 6128607-8284074
10338160 | 6128607-8284081
10335577 | 6128607-8284096
10338016 | 6128607-8284109
10432839 | 6128706-7011443
10435937 | 6128706-7061259
10333869 | 6128706-7142247
10439811 | 6128706-7153574
10332060 | 6128706-7159921
10436423 | 6128706-7195720
10778373 | 6128706-7195726
10340770 | 6128706-7195730
10437600 | 6128706-7196923
10437651 | 6128706-7209287
10328395 | 6128706-7211641
10525877 | 6128706-7221394
10451362 | 6128706-7221400
10331332 | 6128706-7264221
10330551 | 6128706-7266485
10331117 | 6128706-7272475
10437445 | 6128706-7273628
10437808 | 6128706-7273636
10338939 | 6128706-7275333
10340329 | 6128706-7276087
10439750 | 6128706-7280426
11187380 | 6128706-7283610
10437100 | 6128706-7284503
10340991 | 6128706-7297794
10332795 | 6128706-7310719
10336785 | 6128706-7310723
10341612 | 6128706-7325526
10341840 | 6128706-7333010
10341538 | 6128706-7334654
10337451 | 6128706-7335354
10341675 | 6128706-7338294
10339733 | 6128706-7364338
10497795 | 6128706-7459038
10437941 | 6129704-6802284
10332360 | 6129704-7011431
10328604 | 6129704-7011442
10432843 | 6129704-7011443
10435567 | 6129704-7011444
10328086 | 6129704-7011445
10436976 | 6129704-7011447
10437364 | 6129704-7017189
10435759 | 6129704-7017207
10432522 | 6129704-7017210
10435940 | 6129704-7061259
10328205 | 6129704-7082027
10438332 | 6129704-7085078
10438416 | 6129704-7128425
10438654 | 6129704-7128434
10333867 | 6129704-7142247
10440101 | 6129704-7153571
10439813 | 6129704-7153574
10338631 | 6129704-7153749
10433164 | 6129704-7153753
10439532 | 6129704-7153769
10439621 | 6129704-7153771
10778551 | 6129704-7153796
10778474 | 6129704-7153798
10332064 | 6129704-7159921
10340216 | 6129704-7171375
10436065 | 6129704-7171378
10341954 | 6129704-7171379
10329035 | 6129704-7171380
10330958 | 6129704-7171385
10330353 | 6129704-7171386
10336203 | 6129704-7171387
10471698 | 6129704-7171393
10436342 | 6129704-7179288
10341412 | 6129704-7185643
10333668 | 6129704-7185644
10341302 | 6129704-7185646
10436425 | 6129704-7195720
10340447 | 6129704-7195726
10340771 | 6129704-7195730
10437602 | 6129704-7196923
10437654 | 6129704-7209287
10328384 | 6129704-7211641
10525908 | 6129704-7221394
10451375 | 6129704-7221400
10513220 | 6129704-7221402
10435990 | 6129704-7228760
10439924 | 6129704-7238726
10331333 | 6129704-7264221
10330552 | 6129704-7266485
10439409 | 6129704-7268332
10339010 | 6129704-7269686
10331122 | 6129704-7272475
10437449 | 6129704-7273628
10437810 | 6129704-7273636
10439393 | 6129704-7273661
10437193 | 6129704-7273669
10338918 | 6129704-7275333
10340332 | 6129704-7276087
10329346 | 6129704-7277654
10439742 | 6129704-7280426
11187383 | 6129704-7283610
10437103 | 6129704-7284503
10328522 | 6129704-7288425
10331981 | 6129704-7291150
10437912 | 6129704-7291796
10434161 | 6129704-7292807
10433467 | 6129704-7295015
10438731 | 6129704-7295629
10329629 | 6129704-7295693
10433477 | 6129704-7295699
10330894 | 6129704-7295708
10332872 | 6129704-7295716
10330229 | 6129704-7295721
10433225 | 6129704-7295727
10434429 | 6129704-7295731
10335689 | 6129704-7295737
10336301 | 6129704-7295748
10332315 | 6129704-7295751
10438546 | 6129704-7295757
10434772 | 6129704-7295762
10435394 | 6129704-7295768
10437159 | 6129704-7296993
10340992 | 6129704-7297794
10434459 | 6129704-7298497
10433859 | 6129704-7298501
10434046 | 6129704-7298502
10433732 | 6129704-7298503
10471312 | 6129704-7306108
10331613 | 6129704-7307014
10439081 | 6129704-7307513
10439232 | 6129704-7307555
10334367 | 6129704-7310717
10332787 | 6129704-7310719
10333557 | 6129704-7310721
10334206 | 6129704-7310722
10336787 | 6129704-7310723
10333473 | 6129704-7310724
10439015 | 6129704-7311331
10434847 | 6129704-7312843
10439978 | 6129704-7312880
10435088 | 6129704-7313017
10435668 | 6129704-7321668
10436730 | 6129704-7325290
10341615 | 6129704-7325526
10341842 | 6129704-7333010
10341540 | 6129704-7334654
10337450 | 6129704-7335354
10341677 | 6129704-7338294
10329773 | 6129704-7339340
10497223 | 6129704-7341808
10336092 | 6129704-7344369
10988358 | 6129704-7345547
10988529 | 6129704-7345548
10988470 | 6129704-7345549
10988573 | 6129704-7345550
10988818 | 6129704-7345551
10497742 | 6129704-7345555
10497358 | 6129704-7345556
10497810 | 6129704-7345557
10944964 | 6129704-7345558
10634345 | 6129704-7345564
10634391 | 6129704-7345565
10634160 | 6129704-7345566
10634088 | 6129704-7345567
10634488 | 6129704-7345568
10988938 | 6129704-7345570
10989034 | 6129704-7345571
10436722 | 6129704-7358178
10336470 | 6129704-7359859
10334991 | 6129704-7361860
10339736 | 6129704-7364338
10341091 | 6129704-7368894
10338678 | 6129704-7368917
10334747 | 6129704-7368921
10339195 | 6129704-7368940
10328830 | 6129704-7368945
10329071 | 6129704-7368948
10328885 | 6129704-7368949
10329992 | 6129704-7368950
10332644 | 6129704-7368951
10331499 | 6129704-7368952
10329703 | 6129704-7368953
10332151 | 6129704-7368954
10332493 | 6129704-7368955
11188694 | 6129704-7370810
10334746 | 6129704-7373222
10337243 | 6129704-7381991
10334716 | 6129704-7382001
10339280 | 6129704-7382006
10339134 | 6129704-7382011
10336572 | 6129704-7382016
10522156 | 6129704-7383692
10526077 | 6129704-7383695
10526238 | 6129704-7383699
11187666 | 6129704-7387986
10826623 | 6129704-7388021
11187584 | 6129704-7388031
11187866 | 6129704-7388049
11187801 | 6129704-7388061
10826831 | 6129704-7388072
10785669 | 6129704-7388073
10526543 | 6129704-7390950
10526689 | 6129704-7390964
10452156 | 6129704-7390965
10452286 | 6129704-7390968
10633931 | 6129704-7392263
10526475 | 6129704-7392278
10785398 | 6129704-7392280
10785333 | 6129704-7392281
10526868 | 6129704-7392282
10826596 | 6129704-7392283
10451100 | 6129704-7395026
10826612 | 6129704-7395029
10768164 | 6129704-7395036
10897058 | 6129704-7395039
10826292 | 6129704-7397577
10526706 | 6129704-7397578
10526993 | 6129704-7397580
10797172 | 6129704-7397588
10797046 | 6129704-7397607
10335409 | 6129704-7398013
10503723 | 6129704-7400868
10334859 | 6129704-7400869
10336441 | 6129704-7404960
10335789 | 6129704-7404990
10527098 | 6129704-7405229
10988847 | 6129704-7405542
11188261 | 6129704-7405559
10785682 | 6129704-7410032
10826316 | 6129704-7410050
10945242 | 6129704-7410078
10329207 | 6129704-7412815
10451243 | 6129704-7424322
10334505 | 6129704-7425031
10337057 | 6129704-7425466
10451633 | 6129704-7428970
10451830 | 6129704-7430884
10452228 | 6129704-7431822
10452100 | 6129704-7432041
11188009 | 6129704-7433701
10383950 | 6129704-7437332
11188909 | 6129704-7439248
10896920 | 6129704-7440860
10451540 | 6129704-7444059
11189245 | 6129704-7455999
11189411 | 6129704-7456454
10497904 | 6129704-7459038
10945385 | 6129704-7465394
11188360 | 6129704-7466895
11189529 | 6129704-7476183
11188408 | 6129704-7500636
10435383 | 6129704-8077661
10436719 | 6129704-8077677
10435738 | 6129704-8077678
10331821 | 6129704-8206186
10330483 | 6129704-8215500
10330088 | 6129704-8215501
10331682 | 6129704-8231379
10331395 | 6129704-8231383
10432725 | 6129704-8240433
10496862 | 6129704-8240442
10339943 | 6129704-8240445
10339971 | 6129704-8240448
10338286 | 6129704-8283940
10337726 | 6129704-8283947
10338368 | 6129704-8283972
10341195 | 6129704-8283984
10337894 | 6129704-8283990
10339413 | 6129704-8284054
10338108 | 6129704-8284074
10338163 | 6129704-8284081
10335581 | 6129704-8284096
10338020 | 6129704-8284109
10432524 | 6137806-7017210
10438420 | 6137806-7128425
10438656 | 6137806-7128434
10440107 | 6137806-7153571
10439810 | 6137806-7153574
10338620 | 6137806-7153749
10439533 | 6137806-7153769
10439623 | 6137806-7153771
10778592 | 6137806-7153796
10439414 | 6137806-7268332
10437194 | 6137806-7273669
10434173 | 6137806-7292807
10433737 | 6137806-7298503
10334369 | 6137806-7310717
10439981 | 6137806-7312880
10988942 | 6137806-7345570
10335039 | 6137806-7361860
10513275 | 6137806-7368954
10334748 | 6137806-7373222
10334720 | 6137806-7382001
10339281 | 6137806-7382006
10339135 | 6137806-7382011
10797050 | 6137806-7397607
10334861 | 6137806-7400869
10331396 | 6137806-8231383
10496863 | 6137806-8240442
10332368 | 6137905-7011431
10451862 | 6137905-7017189
10328207 | 6137905-7082027
10438334 | 6137905-7085078
10333669 | 6137905-7185644
10340448 | 6137905-7195726
10451380 | 6137905-7221400
10329348 | 6137905-7277654
10331984 | 6137905-7291150
10437913 | 6137905-7291796
10434148 | 6137905-7292807
10433389 | 6137905-7295015
10433478 | 6137905-7295699
10433227 | 6137905-7295727
10434443 | 6137905-7295731
10336290 | 6137905-7295748
10332318 | 6137905-7295751
10434680 | 6137905-7295762
10435393 | 6137905-7295768
10434438 | 6137905-7298497
10433863 | 6137905-7298501
10434051 | 6137905-7298502
10433741 | 6137905-7298503
10471315 | 6137905-7306108
10334370 | 6137905-7310717
10333559 | 6137905-7310721
10336789 | 6137905-7310723
10333476 | 6137905-7310724
10434836 | 6137905-7312843
10435670 | 6137905-7321668
10329776 | 6137905-7339340
10497763 | 6137905-7345557
10339738 | 6137905-7364338
10341092 | 6137905-7368894
10338673 | 6137905-7368917
10790400 | 6137905-7368921
10339199 | 6137905-7368940
10328832 | 6137905-7368945
10329073 | 6137905-7368948
10328888 | 6137905-7368949
10329993 | 6137905-7368950
10332645 | 6137905-7368951
10331501 | 6137905-7368952
10329743 | 6137905-7368953
10332152 | 6137905-7368954
10332497 | 6137905-7368955
10334749 | 6137905-7373222
10522158 | 6137905-7383692
10526082 | 6137905-7383695
10526237 | 6137905-7383699
10526540 | 6137905-7390950
10526692 | 6137905-7390964
10452160 | 6137905-7390965
10452287 | 6137905-7390968
10526478 | 6137905-7392278
10526870 | 6137905-7392282
10526705 | 6137905-7397578
10526996 | 6137905-7397580
10797168 | 6137905-7397588
10334944 | 6137905-7400869
10785740 | 6137905-7410032
10826319 | 6137905-7410050
10329210 | 6137905-7412815
10451233 | 6137905-7424322
10334509 | 6137905-7425031
10337058 | 6137905-7425466
10451635 | 6137905-7428970
10451832 | 6137905-7430884
10452230 | 6137905-7431822
10452106 | 6137905-7432041
11188063 | 6137905-7433701
10383951 | 6137905-7437332
11188914 | 6137905-7439248
10896924 | 6137905-7440860
10451543 | 6137905-7444059
11189243 | 6137905-7455999
11189413 | 6137905-7456454
11189531 | 6137905-7476183
11188412 | 6137905-7500636
10435391 | 6137905-8077661
10436726 | 6137905-8077677
10331822 | 6137905-8206186
10331683 | 6137905-8231379
10432728 | 6137905-8240433
10496867 | 6137905-8240442
10339944 | 6137905-8240445
10338288 | 6137905-8283940
10337730 | 6137905-8283947
10338369 | 6137905-8283972
10341196 | 6137905-8283984
10337896 | 6137905-8283990
10436298 | 6137905-8305049
10333670 | 6142305-7185644
10328388 | 6142305-7211641
10525940 | 6142305-7221394
10633838 | 6142305-7221400
10435673 | 6142305-7321668
10341093 | 6142305-7368894
10339203 | 6142305-7368940
10332500 | 6142305-7368955
10334750 | 6142305-7373222
10945264 | 6142305-7410078
10436734 | 6142305-8077677
10330479 | 6142305-8215500
10330092 | 6142305-8215501
10432848 | 6142306-7011443
10331985 | 6142306-7291150
10790382 | 6142306-7368894
10797197 | 6142306-7397588
10330482 | 6142306-8215500
10330096 | 6142306-8215501
10437943 | 6144523-6802284
10332362 | 6144523-7011431
10328607 | 6144523-7011442
10432850 | 6144523-7011443
10435569 | 6144523-7011444
10328087 | 6144523-7011445
10436977 | 6144523-7011447
10437366 | 6144523-7017189
10435762 | 6144523-7017207
10432529 | 6144523-7017210
10328209 | 6144523-7082027
10438336 | 6144523-7085078
10333871 | 6144523-7142247
10439812 | 6144523-7153574
10338623 | 6144523-7153749
10433070 | 6144523-7153753
10439534 | 6144523-7153769
10778554 | 6144523-7153796
10778464 | 6144523-7153798
10340215 | 6144523-7171375
10436066 | 6144523-7171378
10341953 | 6144523-7171379
10328997 | 6144523-7171380
10330957 | 6144523-7171385
10330355 | 6144523-7171386
10336205 | 6144523-7171387
10471711 | 6144523-7171393
10436348 | 6144523-7179288
10341415 | 6144523-7185643
10333671 | 6144523-7185644
10341305 | 6144523-7185646
10340449 | 6144523-7195726
10328392 | 6144523-7211641
10525936 | 6144523-7221394
10451411 | 6144523-7221400
10513242 | 6144523-7221402
10339014 | 6144523-7269686
10439378 | 6144523-7273661
10329347 | 6144523-7277654
10328525 | 6144523-7288425
10331988 | 6144523-7291150
10437914 | 6144523-7291796
10434156 | 6144523-7292807
10433392 | 6144523-7295015
10438745 | 6144523-7295629
10329631 | 6144523-7295693
10433479 | 6144523-7295699
10330896 | 6144523-7295708
10332873 | 6144523-7295716
10330232 | 6144523-7295721
10433229 | 6144523-7295727
10434439 | 6144523-7295731
10335690 | 6144523-7295737
10336292 | 6144523-7295748
10332321 | 6144523-7295751
10438547 | 6144523-7295757
10434681 | 6144523-7295762
10435398 | 6144523-7295768
10437160 | 6144523-7296993
10434449 | 6144523-7298497
10433842 | 6144523-7298501
10433966 | 6144523-7298502
10433742 | 6144523-7298503
10471316 | 6144523-7306108
10331615 | 6144523-7307014
10439078 | 6144523-7307513
10439237 | 6144523-7307555
10334371 | 6144523-7310717
10332790 | 6144523-7310719
10333560 | 6144523-7310721
10334201 | 6144523-7310722
10336786 | 6144523-7310723
10333479 | 6144523-7310724
10439016 | 6144523-7311331
10434840 | 6144523-7312843
10435087 | 6144523-7313017
10435676 | 6144523-7321668
10436497 | 6144523-7325290
10329777 | 6144523-7339340
10497258 | 6144523-7341808
10336091 | 6144523-7344369
10988382 | 6144523-7345547
10988538 | 6144523-7345548
10988563 | 6144523-7345549
10988587 | 6144523-7345550
10988760 | 6144523-7345551
10471687 | 6144523-7345555
10471724 | 6144523-7345556
10471746 | 6144523-7345557
10471777 | 6144523-7345558
10634065 | 6144523-7345564
10471555 | 6144523-7345565
10471569 | 6144523-7345566
10471594 | 6144523-7345567
10471621 | 6144523-7345568
10988950 | 6144523-7345570
10989039 | 6144523-7345571
10436731 | 6144523-7358178
10336467 | 6144523-7359859
10335041 | 6144523-7361860
10339740 | 6144523-7364338
10341094 | 6144523-7368894
10338675 | 6144523-7368917
10334752 | 6144523-7368921
10339207 | 6144523-7368940
10328840 | 6144523-7368945
10329078 | 6144523-7368948
10328891 | 6144523-7368949
10329994 | 6144523-7368950
10333146 | 6144523-7368951
10331504 | 6144523-7368952
10329744 | 6144523-7368953
10332153 | 6144523-7368954
10332503 | 6144523-7368955
11188418 | 6144523-7370810
10334751 | 6144523-7373222
10337244 | 6144523-7381991
10334723 | 6144523-7382001
10339282 | 6144523-7382006
10339136 | 6144523-7382011
10450988 | 6144523-7382016
10522175 | 6144523-7383692
10526101 | 6144523-7383695
10526249 | 6144523-7383699
11187683 | 6144523-7387986
10826641 | 6144523-7388021
11187608 | 6144523-7388031
11187892 | 6144523-7388049
11187814 | 6144523-7388061
10826874 | 6144523-7388072
10785702 | 6144523-7388073
10526555 | 6144523-7390950
10526699 | 6144523-7390964
10452252 | 6144523-7390965
10452301 | 6144523-7390968
10633943 | 6144523-7392263
10526491 | 6144523-7392278
10785426 | 6144523-7392280
10785367 | 6144523-7392281
10526884 | 6144523-7392282
10826655 | 6144523-7392283
10451108 | 6144523-7395026
10826553 | 6144523-7395029
10768176 | 6144523-7395036
10897027 | 6144523-7395039
10826217 | 6144523-7397577
10526714 | 6144523-7397578
10527001 | 6144523-7397580
10797182 | 6144523-7397588
10797076 | 6144523-7397607
10335413 | 6144523-7398013
10503750 | 6144523-7400868
10334860 | 6144523-7400869
10336416 | 6144523-7404960
10335791 | 6144523-7404990
10526347 | 6144523-7405229
10988851 | 6144523-7405542
11188079 | 6144523-7405559
10785701 | 6144523-7410032
10826343 | 6144523-7410050
10945255 | 6144523-7410078
10329209 | 6144523-7412815
10451260 | 6144523-7424322
10334511 | 6144523-7425031
10337059 | 6144523-7425466
10451648 | 6144523-7428970
10451850 | 6144523-7430884
10451872 | 6144523-7431822
10452146 | 6144523-7432041
11188023 | 6144523-7433701
10383970 | 6144523-7437332
11188847 | 6144523-7439248
10896928 | 6144523-7440860
10451562 | 6144523-7444059
11189321 | 6144523-7455999
11189430 | 6144523-7456454
10945090 | 6144523-7465394
11189547 | 6144523-7476183
10436684 | 6144523-8077677
10331825 | 6144523-8206186
10330484 | 6144523-8215500
10330093 | 6144523-8215501
10331684 | 6144523-8231379
10331397 | 6144523-8231383
10432738 | 6144523-8240433
10496889 | 6144523-8240442
10339945 | 6144523-8240445
10339972 | 6144523-8240448
10338290 | 6144523-8283940
10337727 | 6144523-8283947
10338370 | 6144523-8283972
10341197 | 6144523-8283984
10337895 | 6144523-8283990
10339417 | 6144523-8284054
10338109 | 6144523-8284074
10338161 | 6144523-8284081
10335584 | 6144523-8284096
10338024 | 6144523-8284109
10807021 | 6145656-7298503
10522181 | 6145656-7383692
10526099 | 6145656-7383695
10451107 | 6145656-7395026
10786970 | 6145657-7277654
10522171 | 6145657-7383692
10328091 | 6145658-7011445
10807015 | 6145658-7298503
10522224 | 6145658-7383692
10525996 | 6145658-7383695
10451029 | 6145658-7395026
10437945 | 6146666-6802284
10332367 | 6146666-7011431
10328095 | 6146666-7011445
10437368 | 6146666-7017189
10435761 | 6146666-7017207
10432531 | 6146666-7017210
10438338 | 6146666-7085078
10440105 | 6146666-7153571
10439814 | 6146666-7153574
10439535 | 6146666-7153769
10336207 | 6146666-7171387
10436353 | 6146666-7179288
10333672 | 6146666-7185644
10328396 | 6146666-7211641
11187372 | 6146666-7221394
10451413 | 6146666-7221400
10513238 | 6146666-7221402
10435991 | 6146666-7228760
10328528 | 6146666-7288425
10331991 | 6146666-7291150
10433968 | 6146666-7298502
10439984 | 6146666-7312880
10435091 | 6146666-7313017
10497265 | 6146666-7341808
10988540 | 6146666-7345548
10988584 | 6146666-7345550
10497841 | 6146666-7345557
10471626 | 6146666-7345568
10989042 | 6146666-7345571
10383855 | 6146666-7368917
10333147 | 6146666-7368951
11188426 | 6146666-7370810
10924991 | 6146666-7383692
10913750 | 6146666-7390964
10913738 | 6146666-7390968
10526494 | 6146666-7392278
10785373 | 6146666-7392281
11188070 | 6146666-7433701
10451556 | 6146666-7444059
10435396 | 6146666-8077661
10436705 | 6146666-8077677
10435710 | 6146666-8077678
10330488 | 6146666-8215500
10330097 | 6146666-8215501
10339973 | 6146666-8240448
10337731 | 6146666-8283947
10339412 | 6146666-8284054
10437946 | 6146906-6802284
10332364 | 6146906-7011431
10328599 | 6146906-7011442
10432842 | 6146906-7011443
10435573 | 6146906-7011444
10328099 | 6146906-7011445
10436978 | 6146906-7011447
10437369 | 6146906-7017189
10435763 | 6146906-7017207
10432534 | 6146906-7017210
10328211 | 6146906-7082027
10438341 | 6146906-7085078
10438424 | 6146906-7128425
10438606 | 6146906-7128432
10438658 | 6146906-7128434
10333870 | 6146906-7142247
10440111 | 6146906-7153571
10439816 | 6146906-7153574
10338626 | 6146906-7153749
10433073 | 6146906-7153753
10439536 | 6146906-7153769
10439625 | 6146906-7153771
10778555 | 6146906-7153796
10778475 | 6146906-7153798
10340218 | 6146906-7171375
10436067 | 6146906-7171378
10341955 | 6146906-7171379
10328999 | 6146906-7171380
10330959 | 6146906-7171385
10330357 | 6146906-7171386
10336209 | 6146906-7171387
10471705 | 6146906-7171393
10436358 | 6146906-7179288
10341408 | 6146906-7185643
10333673 | 6146906-7185644
10341304 | 6146906-7185646
10340450 | 6146906-7195726
10328385 | 6146906-7211641
10525928 | 6146906-7221394
10451414 | 6146906-7221400
10513240 | 6146906-7221402
10435992 | 6146906-7228760
10439928 | 6146906-7238726
10439418 | 6146906-7268332
10339017 | 6146906-7269686
10439385 | 6146906-7273661
10437198 | 6146906-7273669
10329351 | 6146906-7277654
10328531 | 6146906-7288425
10331994 | 6146906-7291150
10437915 | 6146906-7291796
10434164 | 6146906-7292807
10433468 | 6146906-7295015
10438756 | 6146906-7295629
10329633 | 6146906-7295693
10433480 | 6146906-7295699
10330898 | 6146906-7295708
10332874 | 6146906-7295716
10330228 | 6146906-7295721
10433117 | 6146906-7295727
10434451 | 6146906-7295731
10335691 | 6146906-7295737
10336294 | 6146906-7295748
10332306 | 6146906-7295751
10438548 | 6146906-7295757
10434682 | 6146906-7295762
10435406 | 6146906-7295768
10437161 | 6146906-7296993
10434453 | 6146906-7298497
10433845 | 6146906-7298501
10433970 | 6146906-7298502
10433746 | 6146906-7298503
10471038 | 6146906-7306108
10331617 | 6146906-7307014
10439079 | 6146906-7307513
10439229 | 6146906-7307555
10471161 | 6146906-7309902
10334373 | 6146906-7310717
10332793 | 6146906-7310719
10333562 | 6146906-7310721
10334204 | 6146906-7310722
10336788 | 6146906-7310723
10333482 | 6146906-7310724
10439017 | 6146906-7311331
10434844 | 6146906-7312843
10439986 | 6146906-7312880
10435086 | 6146906-7313017
10435678 | 6146906-7321668
10436499 | 6146906-7325290
10329780 | 6146906-7339340
10497246 | 6146906-7341808
10336093 | 6146906-7344369
10988377 | 6146906-7345547
10988542 | 6146906-7345548
10988564 | 6146906-7345549
10988589 | 6146906-7345550
10988761 | 6146906-7345551
10497677 | 6146906-7345555
10497357 | 6146906-7345556
10497851 | 6146906-7345557
10944941 | 6146906-7345558
10634066 | 6146906-7345564
10634408 | 6146906-7345565
10634191 | 6146906-7345566
10634113 | 6146906-7345567
10634428 | 6146906-7345568
10988954 | 6146906-7345570
10989040 | 6146906-7345571
10436735 | 6146906-7358178
10336471 | 6146906-7359859
10335044 | 6146906-7361860
10339742 | 6146906-7364338
10337416 | 6146906-7367010
10341095 | 6146906-7368894
10338677 | 6146906-7368917
10334753 | 6146906-7368921
10339200 | 6146906-7368940
10328842 | 6146906-7368945
10329074 | 6146906-7368948
10328894 | 6146906-7368949
10329995 | 6146906-7368950
10333148 | 6146906-7368951
10331506 | 6146906-7368952
10329745 | 6146906-7368953
10332157 | 6146906-7368954
10332496 | 6146906-7368955
11188424 | 6146906-7370810
10334755 | 6146906-7373222
10337245 | 6146906-7381991
10334714 | 6146906-7382001
10339283 | 6146906-7382006
10339138 | 6146906-7382011
10450989 | 6146906-7382016
10522179 | 6146906-7383692
10526102 | 6146906-7383695
10526250 | 6146906-7383699
11187684 | 6146906-7387986
10826638 | 6146906-7388021
11187606 | 6146906-7388031
11187912 | 6146906-7388049
11187811 | 6146906-7388061
10826848 | 6146906-7388072
10785709 | 6146906-7388073
10526557 | 6146906-7390950
10527118 | 6146906-7390964
10452253 | 6146906-7390965
10452302 | 6146906-7390968
10633945 | 6146906-7392263
10526497 | 6146906-7392278
10785437 | 6146906-7392280
10785368 | 6146906-7392281
10526885 | 6146906-7392282
10826656 | 6146906-7392283
10451109 | 6146906-7395026
10826563 | 6146906-7395029
10768169 | 6146906-7395036
10897056 | 6146906-7395039
10826223 | 6146906-7397577
10526715 | 6146906-7397578
10527003 | 6146906-7397580
10797179 | 6146906-7397588
10797085 | 6146906-7397607
10335417 | 6146906-7398013
10503757 | 6146906-7400868
10334862 | 6146906-7400869
10336418 | 6146906-7404960
10335784 | 6146906-7404990
10526348 | 6146906-7405229
10988855 | 6146906-7405542
11188081 | 6146906-7405559
10785742 | 6146906-7410032
10826344 | 6146906-7410050
10945257 | 6146906-7410078
10329212 | 6146906-7412815
10451261 | 6146906-7424322
10334515 | 6146906-7425031
10337060 | 6146906-7425466
10451649 | 6146906-7428970
10451851 | 6146906-7430884
10634056 | 6146906-7431009
10451873 | 6146906-7431822
10452152 | 6146906-7432041
11188024 | 6146906-7433701
10383972 | 6146906-7437332
11188849 | 6146906-7439248
10896932 | 6146906-7440860
10451558 | 6146906-7444059
11189258 | 6146906-7455999
11189434 | 6146906-7456454
10945089 | 6146906-7465394
11189549 | 6146906-7476183
11188417 | 6146906-7500636
10435405 | 6146906-8077661
10436750 | 6146906-8077677
10435715 | 6146906-8077678
10331828 | 6146906-8206186
10330485 | 6146906-8215500
10330101 | 6146906-8215501
10331685 | 6146906-8231379
10331398 | 6146906-8231383
10432751 | 6146906-8240433
10496891 | 6146906-8240442
10339929 | 6146906-8240445
10339974 | 6146906-8240448
10338292 | 6146906-8283940
10337734 | 6146906-8283947
10338371 | 6146906-8283972
10341198 | 6146906-8283984
10337939 | 6146906-8283990
10339416 | 6146906-8284054
10338110 | 6146906-8284074
10338164 | 6146906-8284081
10335576 | 6146906-8284096
10338027 | 6146906-8284109
10436307 | 6146906-8305049
10451434 | 6154405-7221400
10335421 | 6154405-7398013
10352411 | 6154405-7412815
10331986 | 6154504-7291150
10433178 | 6154504-7295727
10336296 | 6154504-7295748
10336466 | 6154504-7359859
10334993 | 6154504-7361860
10339744 | 6154504-7364338
10341096 | 6154504-7368894
11188450 | 6154504-7370810
10339284 | 6154504-7382006
10797210 | 6154504-7397588
10526370 | 6154504-7405229
11188094 | 6154504-7405559
10785735 | 6154504-7410032
10826356 | 6154504-7410050
10329215 | 6154504-7412815
10337061 | 6154504-7425466
10435722 | 6154504-8077678
10437108 | 6155303-7284503
10337452 | 6155303-7335354
10341680 | 6155303-7338294
10437948 | 6155402-6802284
10332366 | 6155402-7011431
10328602 | 6155402-7011442
10432844 | 6155402-7011443
10435576 | 6155402-7011444
10328088 | 6155402-7011445
10436979 | 6155402-7011447
10437370 | 6155402-7017189
10435764 | 6155402-7017207
10432536 | 6155402-7017210
10435943 | 6155402-7061259
10328213 | 6155402-7082027
10438343 | 6155402-7085078
10438415 | 6155402-7128425
10438660 | 6155402-7128434
10333874 | 6155402-7142247
10440109 | 6155402-7153571
10439815 | 6155402-7153574
10338630 | 6155402-7153749
10433071 | 6155402-7153753
10439537 | 6155402-7153769
10439627 | 6155402-7153771
10778588 | 6155402-7153796
10778577 | 6155402-7153798
10332068 | 6155402-7159921
10340217 | 6155402-7171375
10436068 | 6155402-7171378
10341956 | 6155402-7171379
10329002 | 6155402-7171380
10330960 | 6155402-7171385
10330354 | 6155402-7171386
10336204 | 6155402-7171387
10471714 | 6155402-7171393
10436363 | 6155402-7179288
10341411 | 6155402-7185643
10333674 | 6155402-7185644
10341307 | 6155402-7185646
10436427 | 6155402-7195720
10340451 | 6155402-7195726
10340772 | 6155402-7195730
10437605 | 6155402-7196923
10437658 | 6155402-7209287
10328389 | 6155402-7211641
10338854 | 6155402-7221394
10338873 | 6155402-7221400
10339667 | 6155402-7221402
10435993 | 6155402-7228760
10439931 | 6155402-7238726
10331318 | 6155402-7264221
10330553 | 6155402-7266485
10439421 | 6155402-7268332
10339021 | 6155402-7269686
10331125 | 6155402-7272475
10437453 | 6155402-7273628
10437812 | 6155402-7273636
10439389 | 6155402-7273661
10437195 | 6155402-7273669
10338922 | 6155402-7275333
10340335 | 6155402-7276087
10329350 | 6155402-7277654
10439751 | 6155402-7280426
11187360 | 6155402-7283610
10437095 | 6155402-7284503
10328534 | 6155402-7288425
10331989 | 6155402-7291150
10437916 | 6155402-7291796
10434175 | 6155402-7292807
10433469 | 6155402-7295015
10438769 | 6155402-7295629
10329635 | 6155402-7295693
10433481 | 6155402-7295699
10330900 | 6155402-7295708
10332875 | 6155402-7295716
10330231 | 6155402-7295721
10433175 | 6155402-7295727
10434448 | 6155402-7295731
10335692 | 6155402-7295737
10336298 | 6155402-7295748
10332308 | 6155402-7295751
10438549 | 6155402-7295757
10434683 | 6155402-7295762
10435414 | 6155402-7295768
10437162 | 6155402-7296993
10340993 | 6155402-7297794
10434474 | 6155402-7298497
10433848 | 6155402-7298501
10433972 | 6155402-7298502
10433750 | 6155402-7298503
10471041 | 6155402-7306108
10331619 | 6155402-7307014
10439080 | 6155402-7307513
10439233 | 6155402-7307555
10334375 | 6155402-7310717
10332796 | 6155402-7310719
10333564 | 6155402-7310721
10334207 | 6155402-7310722
10336790 | 6155402-7310723
10333474 | 6155402-7310724
10439018 | 6155402-7311331
10434848 | 6155402-7312843
10439987 | 6155402-7312880
10435090 | 6155402-7313017
10435680 | 6155402-7321668
10436501 | 6155402-7325290
10341618 | 6155402-7325526
10341844 | 6155402-7333010
10341542 | 6155402-7334654
10337453 | 6155402-7335354
10341669 | 6155402-7338294
10329778 | 6155402-7339340
10497282 | 6155402-7341808
10336095 | 6155402-7344369
10471834 | 6155402-7345547
10471861 | 6155402-7345548
10471871 | 6155402-7345549
10471891 | 6155402-7345550
10471905 | 6155402-7345551
10471689 | 6155402-7345555
10471725 | 6155402-7345556
10471754 | 6155402-7345557
10471785 | 6155402-7345558
10471537 | 6155402-7345564
10471558 | 6155402-7345565
10471574 | 6155402-7345566
10471598 | 6155402-7345567
10471629 | 6155402-7345568
10353197 | 6155402-7345570
10353183 | 6155402-7345571
10436738 | 6155402-7358178
10336472 | 6155402-7359859
10334994 | 6155402-7361860
10338680 | 6155402-7368917
10334757 | 6155402-7368921
10339204 | 6155402-7368940
10328843 | 6155402-7368945
10329076 | 6155402-7368948
10328886 | 6155402-7368949
10329996 | 6155402-7368950
10333149 | 6155402-7368951
10331500 | 6155402-7368952
10329699 | 6155402-7368953
10332154 | 6155402-7368954
10332504 | 6155402-7368955
11188447 | 6155402-7370810
10334754 | 6155402-7373222
10337229 | 6155402-7381991
10334717 | 6155402-7382001
10339285 | 6155402-7382006
10339139 | 6155402-7382011
10450995 | 6155402-7382016
10336918 | 6155402-7383692
10336617 | 6155402-7383695
10336638 | 6155402-7383699
11187688 | 6155402-7387986
10826646 | 6155402-7388021
11187455 | 6155402-7388031
11187884 | 6155402-7388049
10387418 | 6155402-7388061
10826865 | 6155402-7388072
10785756 | 6155402-7388073
10336931 | 6155402-7390950
10336535 | 6155402-7390964
10336700 | 6155402-7390965
10336721 | 6155402-7390968
10338495 | 6155402-7392263
10340154 | 6155402-7392278
10340931 | 6155402-7392280
10338512 | 6155402-7392281
10340171 | 6155402-7392282
10338527 | 6155402-7392283
10340185 | 6155402-7395026
10338536 | 6155402-7395029
10340659 | 6155402-7395032
10340680 | 6155402-7395036
10340689 | 6155402-7395039
10339788 | 6155402-7397577
10339804 | 6155402-7397578
10338249 | 6155402-7397580
10797101 | 6155402-7397607
10335411 | 6155402-7398013
10503780 | 6155402-7400868
10334945 | 6155402-7400869
10336420 | 6155402-7404960
10335786 | 6155402-7404990
10526374 | 6155402-7405229
10988860 | 6155402-7405542
11188095 | 6155402-7405559
10340913 | 6155402-7405852
10338549 | 6155402-7405861
10785728 | 6155402-7410032
10945267 | 6155402-7410078
10329217 | 6155402-7412815
10451296 | 6155402-7424322
10334519 | 6155402-7425031
10337062 | 6155402-7425466
10451658 | 6155402-7428970
10451863 | 6155402-7430884
10451895 | 6155402-7431822
10452178 | 6155402-7432041
11188035 | 6155402-7433701
10336013 | 6155402-7437332
11188866 | 6155402-7439248
10896944 | 6155402-7440860
10451579 | 6155402-7444059
11189324 | 6155402-7455999
11189440 | 6155402-7456454
10497804 | 6155402-7459038
10945097 | 6155402-7465394
11188386 | 6155402-7466895
11189559 | 6155402-7476183
11188427 | 6155402-7500636
10435386 | 6155402-8077661
10436752 | 6155402-8077677
10435726 | 6155402-8077678
10331831 | 6155402-8206186
10330489 | 6155402-8215500
10330105 | 6155402-8215501
10331686 | 6155402-8231379
10331399 | 6155402-8231383
10432763 | 6155402-8240433
10496906 | 6155402-8240442
10339933 | 6155402-8240445
10339975 | 6155402-8240448
10338294 | 6155402-8283940
10337737 | 6155402-8283947
10338372 | 6155402-8283972
10341199 | 6155402-8283984
10337940 | 6155402-8283990
10339418 | 6155402-8284054
10338111 | 6155402-8284074
10338165 | 6155402-8284081
10335579 | 6155402-8284096
10338031 | 6155402-8284109
10451867 | 6156145-7017189
10440124 | 6156145-7153571
10439817 | 6156145-7153574
10451407 | 6156145-7221400
10334995 | 6156145-7361860
10334756 | 6156145-7373222
10797071 | 6156145-7397607
10503745 | 6156145-7400868
10526345 | 6156145-7405229
10330493 | 6198469-8215500
10337419 | 6200018-7367010
10337422 | 6200028-7367010
10341845 | 6200166-7333010
10337454 | 6200166-7335354
10341672 | 6200166-7338294
10340773 | 6200190-7195730
10439819 | 6208409-7153574
10525834 | 6208409-7221394
10451285 | 6208409-7221400
10471167 | 6208409-7309902
10334998 | 6208409-7361860
10503813 | 6208409-7400868
10435402 | 6208409-8077661
10330497 | 6208409-8215500
10435769 | 6208508-7017207
10432539 | 6208508-7017210
10439820 | 6208508-7153574
10436366 | 6208508-7179288
10434150 | 6208508-7292807
10434455 | 6208508-7295731
10433763 | 6208508-7298503
10439082 | 6208508-7307513
10435089 | 6208508-7313017
10497418 | 6208508-7345555
10497516 | 6208508-7345557
10334996 | 6208508-7361860
11188624 | 6208508-7370810
10526234 | 6208508-7390950
10452407 | 6208508-7390968
10331687 | 6208508-8231379
10340994 | 6208805-7297794
10341621 | 6208805-7325526
10337455 | 6208805-7335354
10437951 | 6209001-6802284
10438345 | 6209001-7085078
10333872 | 6209001-7142247
10340452 | 6209001-7195726
11188626 | 6209001-7370810
10436694 | 6209001-8077677
10331688 | 6209001-8231379
10432773 | 6209001-8240433
10496768 | 6209001-8240442
10339937 | 6209001-8240445
10338296 | 6209001-8283940
10337732 | 6209001-8283947
10338373 | 6209001-8283972
10341200 | 6209001-8283984
10337941 | 6209001-8283990
10339422 | 6209001-8284054
10338112 | 6209001-8284074
10338242 | 6209001-8284081
10335582 | 6209001-8284096
10338035 | 6209001-8284109
10437954 | 6210207-6802284
10437371 | 6210207-7017189
10432543 | 6210207-7017210
10438349 | 6210207-7085078
10440113 | 6210207-7153571
10338621 | 6210207-7153749
10778421 | 6210207-7153796
10778351 | 6210207-7153798
10436370 | 6210207-7179288
10328393 | 6210207-7211641
10525837 | 6210207-7221394
10513198 | 6210207-7221402
10329349 | 6210207-7277654
10331992 | 6210207-7291150
10437917 | 6210207-7291796
10434158 | 6210207-7292807
10438741 | 6210207-7295629
10330902 | 6210207-7295708
10335693 | 6210207-7295737
10433851 | 6210207-7298501
10433974 | 6210207-7298502
10433743 | 6210207-7298503
10471039 | 6210207-7306108
10439236 | 6210207-7307555
10334377 | 6210207-7310717
10332788 | 6210207-7310719
10336792 | 6210207-7310723
10435683 | 6210207-7321668
10436503 | 6210207-7325290
10329781 | 6210207-7339340
10497261 | 6210207-7341808
10336097 | 6210207-7344369
10988894 | 6210207-7345570
10436725 | 6210207-7358178
10334997 | 6210207-7361860
10339732 | 6210207-7364338
10341097 | 6210207-7368894
10338674 | 6210207-7368917
10334758 | 6210207-7368921
10339208 | 6210207-7368940
10328844 | 6210207-7368945
10329075 | 6210207-7368948
10328889 | 6210207-7368949
10329997 | 6210207-7368950
10333150 | 6210207-7368951
10331502 | 6210207-7368952
10329701 | 6210207-7368953
10332508 | 6210207-7368955
11188631 | 6210207-7370810
10334759 | 6210207-7373222
10337232 | 6210207-7381991
10334721 | 6210207-7382001
10339286 | 6210207-7382006
10339140 | 6210207-7382011
10336574 | 6210207-7382016
10522244 | 6210207-7383692
10526015 | 6210207-7383695
10526157 | 6210207-7383699
11189044 | 6210207-7387986
10826752 | 6210207-7388021
11187451 | 6210207-7388031
11187536 | 6210207-7388049
11187756 | 6210207-7388061
10826705 | 6210207-7388072
10785586 | 6210207-7388073
10526273 | 6210207-7390950
10526625 | 6210207-7390964
10451988 | 6210207-7390965
10452417 | 6210207-7390968
10633878 | 6210207-7392263
10526418 | 6210207-7392278
10785289 | 6210207-7392280
10785412 | 6210207-7392281
10526817 | 6210207-7392282
10826453 | 6210207-7392283
10451041 | 6210207-7395026
10826282 | 6210207-7395029
10768102 | 6210207-7395036
10897016 | 6210207-7395039
10796903 | 6210207-7397588
10797000 | 6210207-7397607
10503820 | 6210207-7400868
10334863 | 6210207-7400869
10527184 | 6210207-7405229
10329219 | 6210207-7412815
10451180 | 6210207-7424322
10334523 | 6210207-7425031
10337063 | 6210207-7425466
10452241 | 6210207-7431822
10451939 | 6210207-7432041
11188137 | 6210207-7433701
11188596 | 6210207-7439248
10896871 | 6210207-7440860
10451728 | 6210207-7444059
11188729 | 6210207-7455999
11189311 | 6210207-7456454
10945324 | 6210207-7465394
11189181 | 6210207-7476183
10435408 | 6210207-8077661
10436713 | 6210207-8077677
10331834 | 6210207-8206186
10330486 | 6210207-8215500
10330094 | 6210207-8215501
10331689 | 6210207-8231379
10331400 | 6210207-8231383
10432780 | 6210207-8240433
10496778 | 6210207-8240442
10337735 | 6210207-8283947
10341201 | 6210207-8283984
10437961 | 6211007-6802284
10328090 | 6211007-7011445
10437372 | 6211007-7017189
10432545 | 6211007-7017210
10440114 | 6211007-7153571
10433074 | 6211007-7153753
10778433 | 6211007-7153796
10778349 | 6211007-7153798
10342039 | 6211007-7171379
10336206 | 6211007-7171387
10471723 | 6211007-7171393
10328397 | 6211007-7211641
10525835 | 6211007-7221394
10451304 | 6211007-7221400
10513172 | 6211007-7221402
10329352 | 6211007-7277654
10328537 | 6211007-7288425
10331995 | 6211007-7291150
10437918 | 6211007-7291796
10434168 | 6211007-7292807
10433470 | 6211007-7295015
10438752 | 6211007-7295629
10329637 | 6211007-7295693
10433482 | 6211007-7295699
10330904 | 6211007-7295708
10332876 | 6211007-7295716
10330234 | 6211007-7295721
10433180 | 6211007-7295727
10434463 | 6211007-7295731
10335695 | 6211007-7295737
10336300 | 6211007-7295748
10332310 | 6211007-7295751
10438550 | 6211007-7295757
10434684 | 6211007-7295762
10435403 | 6211007-7295768
10434485 | 6211007-7298497
10433854 | 6211007-7298501
10433976 | 6211007-7298502
10433747 | 6211007-7298503
10471047 | 6211007-7306108
10334372 | 6211007-7310717
10332791 | 6211007-7310719
10334210 | 6211007-7310722
10336795 | 6211007-7310723
10333477 | 6211007-7310724
10435092 | 6211007-7313017
10435802 | 6211007-7321668
10436506 | 6211007-7325290
10329779 | 6211007-7339340
10497237 | 6211007-7341808
10336094 | 6211007-7344369
10988306 | 6211007-7345547
10988498 | 6211007-7345548
10988413 | 6211007-7345549
10988680 | 6211007-7345550
10497427 | 6211007-7345555
10497585 | 6211007-7345556
10497510 | 6211007-7345557
10945023 | 6211007-7345558
10634153 | 6211007-7345564
10634469 | 6211007-7345565
10634185 | 6211007-7345566
10634340 | 6211007-7345567
10634263 | 6211007-7345568
10988892 | 6211007-7345570
10436732 | 6211007-7358178
10336475 | 6211007-7359859
10334999 | 6211007-7361860
10790361 | 6211007-7368894
10338676 | 6211007-7368917
10334764 | 6211007-7368921
10339212 | 6211007-7368940
10328845 | 6211007-7368945
10329077 | 6211007-7368948
10328892 | 6211007-7368949
10329998 | 6211007-7368950
10333151 | 6211007-7368951
10331503 | 6211007-7368952
10329704 | 6211007-7368953
10332156 | 6211007-7368954
10332512 | 6211007-7368955
10334760 | 6211007-7373222
10337235 | 6211007-7381991
10334725 | 6211007-7382001
10339287 | 6211007-7382006
10339141 | 6211007-7382011
10336578 | 6211007-7382016
10522241 | 6211007-7383692
10526011 | 6211007-7383695
10526147 | 6211007-7383699
11189037 | 6211007-7387986
10826749 | 6211007-7388021
11187443 | 6211007-7388031
11187526 | 6211007-7388049
11187751 | 6211007-7388061
10826698 | 6211007-7388072
10785562 | 6211007-7388073
10526248 | 6211007-7390950
10526621 | 6211007-7390964
10451980 | 6211007-7390965
10452412 | 6211007-7390968
10633871 | 6211007-7392263
10526413 | 6211007-7392278
10785288 | 6211007-7392280
10785495 | 6211007-7392281
10526816 | 6211007-7392282
10826600 | 6211007-7392283
10451035 | 6211007-7395026
10826273 | 6211007-7395029
10768097 | 6211007-7395036
10897020 | 6211007-7395039
10826406 | 6211007-7397577
10526925 | 6211007-7397578
10526765 | 6211007-7397580
10796956 | 6211007-7397588
10797002 | 6211007-7397607
10335415 | 6211007-7398013
10503812 | 6211007-7400868
10334864 | 6211007-7400869
10336422 | 6211007-7404960
10335788 | 6211007-7404990
10527195 | 6211007-7405229
10988789 | 6211007-7405542
11188180 | 6211007-7405559
10945191 | 6211007-7410078
10329220 | 6211007-7412815
10451172 | 6211007-7424322
10334512 | 6211007-7425031
10337064 | 6211007-7425466
10451792 | 6211007-7430884
10452128 | 6211007-7431822
10451947 | 6211007-7432041
11188134 | 6211007-7433701
10383907 | 6211007-7437332
11188511 | 6211007-7439248
10896870 | 6211007-7440860
10451726 | 6211007-7444059
11188725 | 6211007-7455999
11189308 | 6211007-7456454
10945320 | 6211007-7465394
11189179 | 6211007-7476183
10330490 | 6211007-8215500
10330098 | 6211007-8215501
10331690 | 6211007-8231379
10337546 | 6211007-8240445
10437964 | 6211106-6802284
10328605 | 6211106-7011442
10432849 | 6211106-7011443
10435532 | 6211106-7011444
10328092 | 6211106-7011445
10436980 | 6211106-7011447
10437373 | 6211106-7017189
10435766 | 6211106-7017207
10432549 | 6211106-7017210
10328241 | 6211106-7082027
10438351 | 6211106-7085078
10438419 | 6211106-7128425
10438607 | 6211106-7128432
10438663 | 6211106-7128434
10440130 | 6211106-7153571
10439823 | 6211106-7153574
10338625 | 6211106-7153749
10433072 | 6211106-7153753
10439538 | 6211106-7153769
10439630 | 6211106-7153771
10778434 | 6211106-7153796
10778346 | 6211106-7153798
10340220 | 6211106-7171375
10436069 | 6211106-7171378
10341957 | 6211106-7171379
10329000 | 6211106-7171380
10330962 | 6211106-7171385
10330356 | 6211106-7171386
10336208 | 6211106-7171387
10471718 | 6211106-7171393
10436340 | 6211106-7179288
10341414 | 6211106-7185643
10333675 | 6211106-7185644
10341310 | 6211106-7185646
10340454 | 6211106-7195726
10328398 | 6211106-7211641
10525824 | 6211106-7221394
10451316 | 6211106-7221400
10513178 | 6211106-7221402
10439935 | 6211106-7238726
10439423 | 6211106-7268332
10339011 | 6211106-7269686
10439395 | 6211106-7273661
10437200 | 6211106-7273669
10329354 | 6211106-7277654
10328518 | 6211106-7288425
10331987 | 6211106-7291150
10437919 | 6211106-7291796
10434177 | 6211106-7292807
10433471 | 6211106-7295015
10438749 | 6211106-7295629
10329639 | 6211106-7295693
10433483 | 6211106-7295699
10330891 | 6211106-7295708
10332877 | 6211106-7295716
10330235 | 6211106-7295721
10433184 | 6211106-7295727
10434472 | 6211106-7295731
10335704 | 6211106-7295737
10336302 | 6211106-7295748
10332312 | 6211106-7295751
10438551 | 6211106-7295757
10434685 | 6211106-7295762
10435412 | 6211106-7295768
10437163 | 6211106-7296993
10434495 | 6211106-7298497
10433857 | 6211106-7298501
10433978 | 6211106-7298502
10433751 | 6211106-7298503
10471045 | 6211106-7306108
10331621 | 6211106-7307014
10439083 | 6211106-7307513
10439240 | 6211106-7307555
10334374 | 6211106-7310717
10332794 | 6211106-7310719
10334208 | 6211106-7310722
10336797 | 6211106-7310723
10333480 | 6211106-7310724
10439019 | 6211106-7311331
10434841 | 6211106-7312843
10439988 | 6211106-7312880
10435093 | 6211106-7313017
10435804 | 6211106-7321668
10436504 | 6211106-7325290
10329782 | 6211106-7339340
10497244 | 6211106-7341808
10336096 | 6211106-7344369
10988308 | 6211106-7345547
10988495 | 6211106-7345548
10988417 | 6211106-7345549
10988718 | 6211106-7345550
10988641 | 6211106-7345551
10497433 | 6211106-7345555
10497605 | 6211106-7345556
10497518 | 6211106-7345557
10945025 | 6211106-7345558
10634173 | 6211106-7345564
10634465 | 6211106-7345565
10634203 | 6211106-7345566
10634341 | 6211106-7345567
10634228 | 6211106-7345568
10988889 | 6211106-7345570
10988990 | 6211106-7345571
10436736 | 6211106-7358178
10336478 | 6211106-7359859
10335001 | 6211106-7361860
10339735 | 6211106-7364338
10337403 | 6211106-7367010
10341098 | 6211106-7368894
10338679 | 6211106-7368917
10334772 | 6211106-7368921
10339209 | 6211106-7368940
10328833 | 6211106-7368945
10329079 | 6211106-7368948
10328895 | 6211106-7368949
10330000 | 6211106-7368950
10333152 | 6211106-7368951
10331505 | 6211106-7368952
10329740 | 6211106-7368953
10332155 | 6211106-7368954
10332499 | 6211106-7368955
11188629 | 6211106-7370810
10334768 | 6211106-7373222
10337238 | 6211106-7381991
10334726 | 6211106-7382001
10339288 | 6211106-7382006
10339142 | 6211106-7382011
10336581 | 6211106-7382016
10522232 | 6211106-7383692
10526014 | 6211106-7383695
10526150 | 6211106-7383699
11189040 | 6211106-7387986
10826751 | 6211106-7388021
11187445 | 6211106-7388031
11187531 | 6211106-7388049
11187750 | 6211106-7388061
10826699 | 6211106-7388072
10785583 | 6211106-7388073
10526251 | 6211106-7390950
10526622 | 6211106-7390964
10451982 | 6211106-7390965
10452415 | 6211106-7390968
10633875 | 6211106-7392263
10526414 | 6211106-7392278
10785291 | 6211106-7392280
10785499 | 6211106-7392281
10526818 | 6211106-7392282
10826451 | 6211106-7392283
10451038 | 6211106-7395026
10826275 | 6211106-7395029
10768093 | 6211106-7395036
10897003 | 6211106-7395039
10826410 | 6211106-7397577
10526929 | 6211106-7397578
10526754 | 6211106-7397580
10796895 | 6211106-7397588
10797007 | 6211106-7397607
10335419 | 6211106-7398013
10503814 | 6211106-7400868
10334865 | 6211106-7400869
10336424 | 6211106-7404960
10335790 | 6211106-7404990
10527198 | 6211106-7405229
10988788 | 6211106-7405542
11188184 | 6211106-7405559
10785560 | 6211106-7410032
10826334 | 6211106-7410050
10945165 | 6211106-7410078
10329222 | 6211106-7412815
10451174 | 6211106-7424322
10334516 | 6211106-7425031
10337065 | 6211106-7425466
10451501 | 6211106-7428970
10451791 | 6211106-7430884
10634353 | 6211106-7431009
10452245 | 6211106-7431822
10451950 | 6211106-7432041
11188135 | 6211106-7433701
10383908 | 6211106-7437332
11188593 | 6211106-7439248
10451720 | 6211106-7444059
11188724 | 6211106-7455999
11189309 | 6211106-7456454
10945321 | 6211106-7465394
11189177 | 6211106-7476183
10435411 | 6211106-8077661
10436717 | 6211106-8077677
10435713 | 6211106-8077678
10331836 | 6211106-8206186
10330494 | 6211106-8215500
10330102 | 6211106-8215501
10331691 | 6211106-8231379
10331401 | 6211106-8231383
10432789 | 6211106-8240433
10496788 | 6211106-8240442
10337549 | 6211106-8240445
10339976 | 6211106-8240448
10338298 | 6211106-8283940
10337942 | 6211106-8283990
10338037 | 6211106-8284109
10436314 | 6211106-8305049
10437967 | 6211205-6802284
10328608 | 6211205-7011442
10432852 | 6211205-7011443
10435537 | 6211205-7011444
10328096 | 6211205-7011445
10436981 | 6211205-7011447
10439574 | 6211205-7017189
10435770 | 6211205-7017207
10432551 | 6211205-7017210
10328242 | 6211205-7082027
10438337 | 6211205-7085078
10438423 | 6211205-7128425
10438608 | 6211205-7128432
10438666 | 6211205-7128434
10440126 | 6211205-7153571
10439825 | 6211205-7153574
10338629 | 6211205-7153749
10433075 | 6211205-7153753
10439539 | 6211205-7153769
10439629 | 6211205-7153771
10778436 | 6211205-7153796
10778350 | 6211205-7153798
10340223 | 6211205-7171375
10436070 | 6211205-7171378
10341958 | 6211205-7171379
10329001 | 6211205-7171380
10330961 | 6211205-7171385
10330358 | 6211205-7171386
10336210 | 6211205-7171387
10471726 | 6211205-7171393
10436345 | 6211205-7179288
10341417 | 6211205-7185643
10333676 | 6211205-7185644
10341313 | 6211205-7185646
10436471 | 6211205-7195720
10340453 | 6211205-7195726
10340774 | 6211205-7195730
10328402 | 6211205-7211641
10525828 | 6211205-7221394
10451309 | 6211205-7221400
10513185 | 6211205-7221402
10435994 | 6211205-7228760
10439923 | 6211205-7238726
10439426 | 6211205-7268332
10339015 | 6211205-7269686
10439391 | 6211205-7273661
10437196 | 6211205-7273669
10329353 | 6211205-7277654
10328521 | 6211205-7288425
10331990 | 6211205-7291150
10437920 | 6211205-7291796
10434182 | 6211205-7292807
10433472 | 6211205-7295015
10438759 | 6211205-7295629
10329446 | 6211205-7295693
10433484 | 6211205-7295699
10330893 | 6211205-7295708
10332878 | 6211205-7295716
10330230 | 6211205-7295721
10433188 | 6211205-7295727
10434458 | 6211205-7295731
10335694 | 6211205-7295737
10336304 | 6211205-7295748
10332314 | 6211205-7295751
10438552 | 6211205-7295757
10434686 | 6211205-7295762
10435421 | 6211205-7295768
10437164 | 6211205-7296993
10434507 | 6211205-7298497
10433861 | 6211205-7298501
10433979 | 6211205-7298502
10433767 | 6211205-7298503
10471043 | 6211205-7306108
10331623 | 6211205-7307014
10439084 | 6211205-7307513
10439234 | 6211205-7307555
10471175 | 6211205-7309902
10334376 | 6211205-7310717
10332797 | 6211205-7310719
10334211 | 6211205-7310722
10336799 | 6211205-7310723
10333483 | 6211205-7310724
10439020 | 6211205-7311331
10434845 | 6211205-7312843
10439989 | 6211205-7312880
10435094 | 6211205-7313017
10435806 | 6211205-7321668
10436508 | 6211205-7325290
10329785 | 6211205-7339340
10497252 | 6211205-7341808
10336099 | 6211205-7344369
10988309 | 6211205-7345547
10988499 | 6211205-7345548
10988414 | 6211205-7345549
10988720 | 6211205-7345550
10988644 | 6211205-7345551
10497437 | 6211205-7345555
10497633 | 6211205-7345556
10497523 | 6211205-7345557
10945027 | 6211205-7345558
10634186 | 6211205-7345564
10634468 | 6211205-7345565
10634215 | 6211205-7345566
10634346 | 6211205-7345567
10634244 | 6211205-7345568
10988893 | 6211205-7345570
10988987 | 6211205-7345571
10436740 | 6211205-7358178
10336474 | 6211205-7359859
10335000 | 6211205-7361860
10340046 | 6211205-7364338
10337406 | 6211205-7367010
10341099 | 6211205-7368894
10338682 | 6211205-7368917
10334761 | 6211205-7368921
10339213 | 6211205-7368940
10328646 | 6211205-7368945
10329083 | 6211205-7368948
10328887 | 6211205-7368949
10330001 | 6211205-7368950
10333153 | 6211205-7368951
10331507 | 6211205-7368952
10329741 | 6211205-7368953
10332158 | 6211205-7368954
10332501 | 6211205-7368955
11188630 | 6211205-7370810
10334762 | 6211205-7373222
10337241 | 6211205-7381991
10334727 | 6211205-7382001
10339290 | 6211205-7382006
10339129 | 6211205-7382011
10336573 | 6211205-7382016
10522235 | 6211205-7383692
10526017 | 6211205-7383695
10526153 | 6211205-7383699
11189042 | 6211205-7387986
10826743 | 6211205-7388021
11187447 | 6211205-7388031
11187535 | 6211205-7388049
11187752 | 6211205-7388061
10826703 | 6211205-7388072
10785585 | 6211205-7388073
10526253 | 6211205-7390950
10526623 | 6211205-7390964
10451985 | 6211205-7390965
10452418 | 6211205-7390968
10633876 | 6211205-7392263
10526417 | 6211205-7392278
10785462 | 6211205-7392280
10785410 | 6211205-7392281
10526820 | 6211205-7392282
10826450 | 6211205-7392283
10451040 | 6211205-7395026
10826280 | 6211205-7395029
10768096 | 6211205-7395036
10897074 | 6211205-7395039
10826407 | 6211205-7397577
10526928 | 6211205-7397578
10526758 | 6211205-7397580
10796899 | 6211205-7397588
10797017 | 6211205-7397607
10335423 | 6211205-7398013
10503816 | 6211205-7400868
10334866 | 6211205-7400869
10336426 | 6211205-7404960
10335792 | 6211205-7404990
10527179 | 6211205-7405229
10988790 | 6211205-7405542
11188183 | 6211205-7405559
10785569 | 6211205-7410032
10826341 | 6211205-7410050
10945169 | 6211205-7410078
10329225 | 6211205-7412815
10451176 | 6211205-7424322
10334520 | 6211205-7425031
10337066 | 6211205-7425466
10451503 | 6211205-7428970
10451793 | 6211205-7430884
10452246 | 6211205-7431822
10451952 | 6211205-7432041
11188139 | 6211205-7433701
10383909 | 6211205-7437332
11188516 | 6211205-7439248
10896874 | 6211205-7440860
10451722 | 6211205-7444059
11188726 | 6211205-7455999
11189310 | 6211205-7456454
10945322 | 6211205-7465394
11189176 | 6211205-7476183
10435420 | 6211205-8077661
10436723 | 6211205-8077677
10435720 | 6211205-8077678
10331838 | 6211205-8206186
10330498 | 6211205-8215500
10330106 | 6211205-8215501
10336952 | 6211205-8215503
10331692 | 6211205-8231379
10331402 | 6211205-8231383
10432795 | 6211205-8240433
10496791 | 6211205-8240442
10337548 | 6211205-8240445
10339977 | 6211205-8240448
10338300 | 6211205-8283940
10337943 | 6211205-8283990
10338113 | 6211205-8284074
10338038 | 6211205-8284109
10436317 | 6211205-8305049
10437971 | 6211304-6802284
10432841 | 6211304-7011443
10435543 | 6211304-7011444
10328093 | 6211304-7011445
10436982 | 6211304-7011447
10439575 | 6211304-7017189
10435767 | 6211304-7017207
10432553 | 6211304-7017210
10328243 | 6211304-7082027
10438339 | 6211304-7085078
10438427 | 6211304-7128425
10438609 | 6211304-7128432
10438668 | 6211304-7128434
10333875 | 6211304-7142247
10440136 | 6211304-7153571
10439827 | 6211304-7153574
10338633 | 6211304-7153749
10433076 | 6211304-7153753
10439540 | 6211304-7153769
10778417 | 6211304-7153796
10778347 | 6211304-7153798
10340226 | 6211304-7171375
10436071 | 6211304-7171378
10341959 | 6211304-7171379
10329004 | 6211304-7171380
10330963 | 6211304-7171385
10330360 | 6211304-7171386
10336211 | 6211304-7171387
10471732 | 6211304-7171393
10436350 | 6211304-7179288
10333677 | 6211304-7185644
10341315 | 6211304-7185646
10340532 | 6211304-7195726
10328406 | 6211304-7211641
10525832 | 6211304-7221394
10451320 | 6211304-7221400
10513191 | 6211304-7221402
10435995 | 6211304-7228760
10439430 | 6211304-7268332
10339018 | 6211304-7269686
10439398 | 6211304-7273661
10329355 | 6211304-7277654
10331993 | 6211304-7291150
10437921 | 6211304-7291796
10434188 | 6211304-7292807
10433473 | 6211304-7295015
10438772 | 6211304-7295629
10329447 | 6211304-7295693
10433485 | 6211304-7295699
10330895 | 6211304-7295708
10332879 | 6211304-7295716
10330233 | 6211304-7295721
10433195 | 6211304-7295727
10434467 | 6211304-7295731
10335696 | 6211304-7295737
10336303 | 6211304-7295748
10332317 | 6211304-7295751
10438553 | 6211304-7295757
10434688 | 6211304-7295762
10435430 | 6211304-7295768
10434515 | 6211304-7298497
10433865 | 6211304-7298501
10433981 | 6211304-7298502
10433744 | 6211304-7298503
10471052 | 6211304-7306108
10331625 | 6211304-7307014
10439085 | 6211304-7307513
10471182 | 6211304-7309902
10334378 | 6211304-7310717
10332798 | 6211304-7310719
10334214 | 6211304-7310722
10336801 | 6211304-7310723
10333475 | 6211304-7310724
10439021 | 6211304-7311331
10434849 | 6211304-7312843
10439990 | 6211304-7312880
10435098 | 6211304-7313017
10435807 | 6211304-7321668
10436510 | 6211304-7325290
10329788 | 6211304-7339340
10497259 | 6211304-7341808
10988310 | 6211304-7345547
10988496 | 6211304-7345548
10988418 | 6211304-7345549
10988722 | 6211304-7345550
10988642 | 6211304-7345551
10497430 | 6211304-7345555
10497659 | 6211304-7345556
10497531 | 6211304-7345557
10944998 | 6211304-7345558
10634202 | 6211304-7345564
10634471 | 6211304-7345565
10634181 | 6211304-7345566
10634350 | 6211304-7345567
10634257 | 6211304-7345568
10988890 | 6211304-7345570
10988991 | 6211304-7345571
10436742 | 6211304-7358178
10336481 | 6211304-7359859
10335003 | 6211304-7361860
10340047 | 6211304-7364338
10337409 | 6211304-7367010
10341100 | 6211304-7368894
10338681 | 6211304-7368917
10334763 | 6211304-7368921
10339217 | 6211304-7368940
10328647 | 6211304-7368945
10329087 | 6211304-7368948
10328890 | 6211304-7368949
10330003 | 6211304-7368950
10333154 | 6211304-7368951
10331509 | 6211304-7368952
10329742 | 6211304-7368953
10332159 | 6211304-7368954
10332506 | 6211304-7368955
11188707 | 6211304-7370810
10334765 | 6211304-7373222
10336846 | 6211304-7381991
10334730 | 6211304-7382001
10339292 | 6211304-7382006
10339130 | 6211304-7382011
10336576 | 6211304-7382016
10522240 | 6211304-7383692
10526012 | 6211304-7383695
10526155 | 6211304-7383699
11189045 | 6211304-7387986
10826747 | 6211304-7388021
11187449 | 6211304-7388031
11187530 | 6211304-7388049
10826701 | 6211304-7388072
10785589 | 6211304-7388073
10526255 | 6211304-7390950
10526624 | 6211304-7390964
10451986 | 6211304-7390965
10452421 | 6211304-7390968
10633879 | 6211304-7392263
10526416 | 6211304-7392278
10785473 | 6211304-7392280
10785417 | 6211304-7392281
10526815 | 6211304-7392282
10826452 | 6211304-7392283
10451043 | 6211304-7395026
10826276 | 6211304-7395029
10768099 | 6211304-7395036
10897014 | 6211304-7395039
10826408 | 6211304-7397577
10526931 | 6211304-7397578
10526762 | 6211304-7397580
10796901 | 6211304-7397588
10796994 | 6211304-7397607
10335412 | 6211304-7398013
10503818 | 6211304-7400868
10334867 | 6211304-7400869
10336428 | 6211304-7404960
10335794 | 6211304-7404990
10527181 | 6211304-7405229
10988793 | 6211304-7405542
11188186 | 6211304-7405559
10785571 | 6211304-7410032
10826182 | 6211304-7410050
10945190 | 6211304-7410078
10329213 | 6211304-7412815
10451178 | 6211304-7424322
10334524 | 6211304-7425031
10337067 | 6211304-7425466
10451505 | 6211304-7428970
10451794 | 6211304-7430884
10452247 | 6211304-7431822
10451937 | 6211304-7432041
11188136 | 6211304-7433701
10383910 | 6211304-7437332
11188523 | 6211304-7439248
10451725 | 6211304-7444059
11188728 | 6211304-7455999
11189314 | 6211304-7456454
10945323 | 6211304-7465394
11189180 | 6211304-7476183
10435425 | 6211304-8077661
10436729 | 6211304-8077677
10435725 | 6211304-8077678
10331840 | 6211304-8206186
10330487 | 6211304-8215500
10330095 | 6211304-8215501
10336953 | 6211304-8215503
10331693 | 6211304-8231379
10331403 | 6211304-8231383
10432735 | 6211304-8240433
10496775 | 6211304-8240442
10337547 | 6211304-8240445
10339978 | 6211304-8240448
10338299 | 6211304-8283940
10337738 | 6211304-8283947
10338374 | 6211304-8283972
10341202 | 6211304-8283984
10337944 | 6211304-8283990
10339426 | 6211304-8284054
10338114 | 6211304-8284074
10338166 | 6211304-8284081
10335585 | 6211304-8284096
10338039 | 6211304-8284109
10436315 | 6211304-8305049
10435867 | 6211403-7017207
10432554 | 6211403-7017210
10439829 | 6211403-7153574
10332061 | 6211403-7159921
10436355 | 6211403-7179288
10436472 | 6211403-7195720
10339022 | 6211403-7269686
10331996 | 6211403-7291150
10434194 | 6211403-7292807
10434466 | 6211403-7295731
10433749 | 6211403-7298503
10439086 | 6211403-7307513
10435095 | 6211403-7313017
10336102 | 6211403-7344369
10497435 | 6211403-7345555
10497543 | 6211403-7345557
10335006 | 6211403-7361860
11188699 | 6211403-7370810
10339289 | 6211403-7382006
10526258 | 6211403-7390950
10452414 | 6211403-7390968
10435732 | 6211403-8077678
10331694 | 6211403-8231379
10331404 | 6211403-8231383
10341624 | 6211502-7325526
10335009 | 6211502-7361860
10340048 | 6211502-7364338
10334766 | 6211502-7373222
10797009 | 6211502-7397607
10332065 | 6211601-7159921
11187321 | 6211601-7221394
11187378 | 6211601-7283610
10340995 | 6211601-7297794
10341627 | 6211601-7325526
10335002 | 6211601-7361860
10340049 | 6211601-7364338
10334767 | 6211601-7373222
10768098 | 6211601-7395036
10897018 | 6211601-7395039
10797014 | 6211601-7397607
10527187 | 6211601-7405229
10341630 | 6211700-7325526
10337456 | 6211700-7335354
10335005 | 6211700-7361860
10331823 | 6211700-8206186
10331695 | 6211700-8231379
10436360 | 6211809-7179288
10335004 | 6211809-7361860
10331826 | 6211809-8206186
10331696 | 6211809-8231379
10337551 | 6211809-8240445
10339979 | 6211809-8240448
10436365 | 6211908-7179288
10337457 | 6211908-7335354
10497503 | 6211908-7459038
10331829 | 6211908-8206186
10331736 | 6211908-8231379
10497525 | 6212005-7459038
10341544 | 6212203-7334654
10337458 | 6212203-7335354
10497528 | 6212203-7459038
10437973 | 6213201-6802284
10439576 | 6213201-7017189
10432556 | 6213201-7017210
10438340 | 6213201-7085078
10440127 | 6213201-7153571
10338635 | 6213201-7153749
10778432 | 6213201-7153796
10778345 | 6213201-7153798
10436369 | 6213201-7179288
10328410 | 6213201-7211641
10525831 | 6213201-7221394
10513167 | 6213201-7221402
10329358 | 6213201-7277654
10331997 | 6213201-7291150
10437923 | 6213201-7291796
10434206 | 6213201-7292807
10438779 | 6213201-7295629
10330897 | 6213201-7295708
10335698 | 6213201-7295737
10433843 | 6213201-7298501
10433983 | 6213201-7298502
10433753 | 6213201-7298503
10471054 | 6213201-7306108
10439238 | 6213201-7307555
10334380 | 6213201-7310717
10332801 | 6213201-7310719
10336791 | 6213201-7310723
10435808 | 6213201-7321668
10436514 | 6213201-7325290
10329791 | 6213201-7339340
10497231 | 6213201-7341808
10336100 | 6213201-7344369
10988888 | 6213201-7345570
10436744 | 6213201-7358178
10335007 | 6213201-7361860
10340050 | 6213201-7364338
10341101 | 6213201-7368894
10338684 | 6213201-7368917
10334769 | 6213201-7368921
10339221 | 6213201-7368940
10328648 | 6213201-7368945
10329091 | 6213201-7368948
10328893 | 6213201-7368949
10330005 | 6213201-7368950
10333155 | 6213201-7368951
10331511 | 6213201-7368952
10329705 | 6213201-7368953
10332510 | 6213201-7368955
11188628 | 6213201-7370810
10334771 | 6213201-7373222
10336847 | 6213201-7381991
10334733 | 6213201-7382001
10339291 | 6213201-7382006
10339131 | 6213201-7382011
10336577 | 6213201-7382016
10522237 | 6213201-7383692
10526008 | 6213201-7383695
10526144 | 6213201-7383699
11189039 | 6213201-7387986
10826745 | 6213201-7388021
11187441 | 6213201-7388031
11187525 | 6213201-7388049
11187749 | 6213201-7388061
10826692 | 6213201-7388072
10785552 | 6213201-7388073
10526340 | 6213201-7390950
10526620 | 6213201-7390964
10452365 | 6213201-7390965
10452413 | 6213201-7390968
10633874 | 6213201-7392263
10526412 | 6213201-7392278
10785287 | 6213201-7392280
10785406 | 6213201-7392281
10526814 | 6213201-7392282
10826592 | 6213201-7392283
10451037 | 6213201-7395026
10826266 | 6213201-7395029
10768091 | 6213201-7395036
10897002 | 6213201-7395039
10796955 | 6213201-7397588
10796995 | 6213201-7397607
10503819 | 6213201-7400868
10334868 | 6213201-7400869
10527192 | 6213201-7405229
10329224 | 6213201-7412815
10451171 | 6213201-7424322
10334513 | 6213201-7425031
10337068 | 6213201-7425466
10452125 | 6213201-7431822
10451944 | 6213201-7432041
11188133 | 6213201-7433701
11188510 | 6213201-7439248
10896869 | 6213201-7440860
10451723 | 6213201-7444059
11188727 | 6213201-7455999
11189307 | 6213201-7456454
10945319 | 6213201-7465394
11189175 | 6213201-7476183
10435428 | 6213201-8077661
10436739 | 6213201-8077677
10331832 | 6213201-8206186
10330492 | 6213201-8215500
10330099 | 6213201-8215501
10331737 | 6213201-8231379
10331405 | 6213201-8231383
10432744 | 6213201-8240433
10496785 | 6213201-8240442
10337739 | 6213201-8283947
10341203 | 6213201-8283984
10336477 | 6214100-7359859
10437977 | 6214209-6802284
10435550 | 6214209-7011444
10328097 | 6214209-7011445
10439577 | 6214209-7017189
10432558 | 6214209-7017210
10435946 | 6214209-7061259
10438342 | 6214209-7085078
10440133 | 6214209-7153571
10338636 | 6214209-7153749
10433165 | 6214209-7153753
10778427 | 6214209-7153796
10778344 | 6214209-7153798
10341961 | 6214209-7171379
10336213 | 6214209-7171387
10471857 | 6214209-7171393
10436372 | 6214209-7179288
10436429 | 6214209-7195720
10328399 | 6214209-7211641
10525823 | 6214209-7221394
10451278 | 6214209-7221400
10513205 | 6214209-7221402
10329356 | 6214209-7277654
10332000 | 6214209-7291150
10437925 | 6214209-7291796
10434184 | 6214209-7292807
10438766 | 6214209-7295629
10329448 | 6214209-7295693
10433486 | 6214209-7295699
10330899 | 6214209-7295708
10434476 | 6214209-7295731
10335697 | 6214209-7295737
10336305 | 6214209-7295748
10434687 | 6214209-7295762
10435439 | 6214209-7295768
10434523 | 6214209-7298497
10433846 | 6214209-7298501
10433984 | 6214209-7298502
10433766 | 6214209-7298503
10471050 | 6214209-7306108
10439242 | 6214209-7307555
10334379 | 6214209-7310717
10332805 | 6214209-7310719
10336793 | 6214209-7310723
10333478 | 6214209-7310724
10435819 | 6214209-7321668
10436512 | 6214209-7325290
10329794 | 6214209-7339340
10497233 | 6214209-7341808
10336103 | 6214209-7344369
10988412 | 6214209-7345549
10497415 | 6214209-7345555
10497628 | 6214209-7345556
10944905 | 6214209-7345557
10945000 | 6214209-7345558
10634178 | 6214209-7345564
10634464 | 6214209-7345565
10634332 | 6214209-7345567
10988895 | 6214209-7345570
10436746 | 6214209-7358178
10335008 | 6214209-7361860
10340051 | 6214209-7364338
10341102 | 6214209-7368894
10338687 | 6214209-7368917
10334770 | 6214209-7368921
10339211 | 6214209-7368940
10328649 | 6214209-7368945
10329080 | 6214209-7368948
10328896 | 6214209-7368949
10330007 | 6214209-7368950
10333156 | 6214209-7368951
10331513 | 6214209-7368952
10329706 | 6214209-7368953
10513280 | 6214209-7368954
10332502 | 6214209-7368955
11188702 | 6214209-7370810
10334773 | 6214209-7373222
10336848 | 6214209-7381991
10334728 | 6214209-7382001
10339293 | 6214209-7382006
10339132 | 6214209-7382011
10336580 | 6214209-7382016
10522229 | 6214209-7383692
10526009 | 6214209-7383695
10526142 | 6214209-7383699
11189043 | 6214209-7387986
10826739 | 6214209-7388021
11187440 | 6214209-7388031
11187528 | 6214209-7388049
11187747 | 6214209-7388061
10826693 | 6214209-7388072
10785541 | 6214209-7388073
10526232 | 6214209-7390950
10526701 | 6214209-7390964
10452362 | 6214209-7390965
10452408 | 6214209-7390968
10633873 | 6214209-7392263
10526415 | 6214209-7392278
10785285 | 6214209-7392280
10785403 | 6214209-7392281
10526810 | 6214209-7392282
10826590 | 6214209-7392283
10451042 | 6214209-7395026
10826264 | 6214209-7395029
10768092 | 6214209-7395036
10897053 | 6214209-7395039
10796953 | 6214209-7397588
10797005 | 6214209-7397607
10503815 | 6214209-7400868
10334870 | 6214209-7400869
10527186 | 6214209-7405229
10945160 | 6214209-7410078
10329227 | 6214209-7412815
10451167 | 6214209-7424322
10334517 | 6214209-7425031
10337069 | 6214209-7425466
10452116 | 6214209-7431822
10451938 | 6214209-7432041
11188165 | 6214209-7433701
11188608 | 6214209-7439248
10896867 | 6214209-7440860
10451717 | 6214209-7444059
11188850 | 6214209-7455999
11189305 | 6214209-7456454
10945317 | 6214209-7465394
11189174 | 6214209-7476183
10435431 | 6214209-8077661
10331835 | 6214209-8206186
10330496 | 6214209-8215500
10330103 | 6214209-8215501
10331738 | 6214209-8231379
10331406 | 6214209-8231383
10432755 | 6214209-8240433
10496772 | 6214209-8240442
10437991 | 6214308-6802284
10328610 | 6214308-7011442
10432845 | 6214308-7011443
10435554 | 6214308-7011444
10328094 | 6214308-7011445
10436983 | 6214308-7011447
10439578 | 6214308-7017189
10435869 | 6214308-7017207
10432561 | 6214308-7017210
10435949 | 6214308-7061259
10328216 | 6214308-7082027
10438344 | 6214308-7085078
10438425 | 6214308-7128425
10438671 | 6214308-7128434
10440139 | 6214308-7153571
10439818 | 6214308-7153574
10338639 | 6214308-7153749
10433166 | 6214308-7153753
10439541 | 6214308-7153769
10439632 | 6214308-7153771
10778430 | 6214308-7153796
10778348 | 6214308-7153798
10340219 | 6214308-7171375
10436072 | 6214308-7171378
10341963 | 6214308-7171379
10329007 | 6214308-7171380
10330964 | 6214308-7171385
10330359 | 6214308-7171386
10336215 | 6214308-7171387
10471721 | 6214308-7171393
10436341 | 6214308-7179288
10341413 | 6214308-7185643
10333678 | 6214308-7185644
10341318 | 6214308-7185646
10436430 | 6214308-7195720
10340533 | 6214308-7195726
10340775 | 6214308-7195730
10437607 | 6214308-7196923
10437662 | 6214308-7209287
10328403 | 6214308-7211641
10525827 | 6214308-7221394
10451293 | 6214308-7221400
10513163 | 6214308-7221402
10435996 | 6214308-7228760
10439927 | 6214308-7238726
10439435 | 6214308-7268332
10339012 | 6214308-7269686
10439404 | 6214308-7273661
10437201 | 6214308-7273669
10329359 | 6214308-7277654
10328524 | 6214308-7288425
10332003 | 6214308-7291150
10437927 | 6214308-7291796
10434190 | 6214308-7292807
10433396 | 6214308-7295015
10438776 | 6214308-7295629
10329449 | 6214308-7295693
10433487 | 6214308-7295699
10330901 | 6214308-7295708
10332880 | 6214308-7295716
10330646 | 6214308-7295721
10433202 | 6214308-7295727
10434479 | 6214308-7295731
10335699 | 6214308-7295737
10336307 | 6214308-7295748
10332320 | 6214308-7295751
10438555 | 6214308-7295757
10434689 | 6214308-7295762
10435449 | 6214308-7295768
10437165 | 6214308-7296993
10434529 | 6214308-7298497
10433849 | 6214308-7298501
10433988 | 6214308-7298502
10433745 | 6214308-7298503
10471056 | 6214308-7306108
10331627 | 6214308-7307014
10439090 | 6214308-7307513
10439246 | 6214308-7307555
10334381 | 6214308-7310717
10332808 | 6214308-7310719
10334217 | 6214308-7310722
10336794 | 6214308-7310723
10333481 | 6214308-7310724
10439022 | 6214308-7311331
10434853 | 6214308-7312843
10437474 | 6214308-7312880
10435099 | 6214308-7313017
10435822 | 6214308-7321668
10436516 | 6214308-7325290
10341613 | 6214308-7325526
10329783 | 6214308-7339340
10497242 | 6214308-7341808
10336106 | 6214308-7344369
10988307 | 6214308-7345547
10988494 | 6214308-7345548
10988416 | 6214308-7345549
10988729 | 6214308-7345550
10988639 | 6214308-7345551
10497416 | 6214308-7345555
10497654 | 6214308-7345556
10497521 | 6214308-7345557
10944997 | 6214308-7345558
10634193 | 6214308-7345564
10634467 | 6214308-7345565
10634174 | 6214308-7345566
10634336 | 6214308-7345567
10634254 | 6214308-7345568
10988899 | 6214308-7345570
10988986 | 6214308-7345571
10438684 | 6214308-7358178
10336480 | 6214308-7359859
10335012 | 6214308-7361860
10340052 | 6214308-7364338
10341103 | 6214308-7368894
10338691 | 6214308-7368917
10334778 | 6214308-7368921
10339215 | 6214308-7368940
10328650 | 6214308-7368945
10329084 | 6214308-7368948
10328897 | 6214308-7368949
10330009 | 6214308-7368950
10333157 | 6214308-7368951
10331508 | 6214308-7368952
10329707 | 6214308-7368953
10332162 | 6214308-7368954
10332505 | 6214308-7368955
11188705 | 6214308-7370810
10334774 | 6214308-7373222
10336849 | 6214308-7381991
10334731 | 6214308-7382001
10339294 | 6214308-7382006
10339133 | 6214308-7382011
10336583 | 6214308-7382016
10522234 | 6214308-7383692
10526006 | 6214308-7383695
10526143 | 6214308-7383699
11189036 | 6214308-7387986
10826742 | 6214308-7388021
11187439 | 6214308-7388031
11187523 | 6214308-7388049
11187748 | 6214308-7388061
10826696 | 6214308-7388072
10785584 | 6214308-7388073
10526338 | 6214308-7390950
10526703 | 6214308-7390964
10452363 | 6214308-7390965
10452411 | 6214308-7390968
10633872 | 6214308-7392263
10526410 | 6214308-7392278
10785286 | 6214308-7392280
10785401 | 6214308-7392281
10526812 | 6214308-7392282
10826598 | 6214308-7392283
10451045 | 6214308-7395026
10826271 | 6214308-7395029
10768095 | 6214308-7395036
10897000 | 6214308-7395039
10826404 | 6214308-7397577
10526922 | 6214308-7397578
10526761 | 6214308-7397580
10796898 | 6214308-7397588
10797013 | 6214308-7397607
10335416 | 6214308-7398013
10503817 | 6214308-7400868
10334874 | 6214308-7400869
10336430 | 6214308-7404960
10335796 | 6214308-7404990
10527189 | 6214308-7405229
10988831 | 6214308-7405542
11188182 | 6214308-7405559
10785561 | 6214308-7410032
10826180 | 6214308-7410050
10945163 | 6214308-7410078
10329241 | 6214308-7412815
10451169 | 6214308-7424322
10334521 | 6214308-7425031
10337070 | 6214308-7425466
10451499 | 6214308-7428970
10451790 | 6214308-7430884
10452121 | 6214308-7431822
10451941 | 6214308-7432041
11188132 | 6214308-7433701
10383906 | 6214308-7437332
11188611 | 6214308-7439248
10896868 | 6214308-7440860
10451719 | 6214308-7444059
11188723 | 6214308-7455999
11189304 | 6214308-7456454
10945318 | 6214308-7465394
11189178 | 6214308-7476183
11188397 | 6214308-7500636
10435415 | 6214308-8077661
10436743 | 6214308-8077677
10435718 | 6214308-8077678
10331837 | 6214308-8206186
10330500 | 6214308-8215500
10330107 | 6214308-8215501
10331739 | 6214308-8231379
10331407 | 6214308-8231383
10432769 | 6214308-8240433
10496776 | 6214308-8240442
10337550 | 6214308-8240445
10339980 | 6214308-8240448
10338301 | 6214308-8283940
10337945 | 6214308-8283990
10338040 | 6214308-8284109
10437992 | 6214407-6802284
10435871 | 6214407-7017207
10432563 | 6214407-7017210
10435952 | 6214407-7061259
10328215 | 6214407-7082027
10438346 | 6214407-7085078
10333873 | 6214407-7142247
10439821 | 6214407-7153574
10436346 | 6214407-7179288
10436431 | 6214407-7195720
10340541 | 6214407-7195726
10340776 | 6214407-7195730
10437601 | 6214407-7196923
10437666 | 6214407-7209287
10435997 | 6214407-7228760
10332006 | 6214407-7291150
10437929 | 6214407-7291796
10434199 | 6214407-7292807
10438785 | 6214407-7295629
10329450 | 6214407-7295693
10433488 | 6214407-7295699
10433185 | 6214407-7295727
10434491 | 6214407-7295731
10332323 | 6214407-7295751
10438557 | 6214407-7295757
10433995 | 6214407-7298502
10433748 | 6214407-7298503
10471065 | 6214407-7306108
10439087 | 6214407-7307513
10334383 | 6214407-7310717
10332799 | 6214407-7310719
10334209 | 6214407-7310722
10336796 | 6214407-7310723
10333484 | 6214407-7310724
10435096 | 6214407-7313017
10436520 | 6214407-7325290
10341616 | 6214407-7325526
10497226 | 6214407-7341808
10497423 | 6214407-7345555
10497552 | 6214407-7345557
10438698 | 6214407-7358178
10335011 | 6214407-7361860
10340053 | 6214407-7364338
10341104 | 6214407-7368894
10331510 | 6214407-7368952
10329708 | 6214407-7368953
10332511 | 6214407-7368955
11188627 | 6214407-7370810
10526010 | 6214407-7383695
10526339 | 6214407-7390950
10526619 | 6214407-7390964
10452364 | 6214407-7390965
10452410 | 6214407-7390968
10768088 | 6214407-7395036
10796954 | 6214407-7397588
10785558 | 6214407-7410032
10826184 | 6214407-7410050
10945189 | 6214407-7410078
11188487 | 6214407-7466895
10435440 | 6214407-8077661
10436748 | 6214407-8077677
10435724 | 6214407-8077678
10330491 | 6214407-8215500
10330100 | 6214407-8215501
10331740 | 6214407-8231379
10331408 | 6214407-8231383
10432775 | 6214407-8240433
10496780 | 6214407-8240442
10337552 | 6214407-8240445
10339981 | 6214407-8240448
10338303 | 6214407-8283940
10337733 | 6214407-8283947
10338375 | 6214407-8283972
10341204 | 6214407-8283984
10337898 | 6214407-8283990
10339430 | 6214407-8284054
10338116 | 6214407-8284074
10338167 | 6214407-8284081
10335583 | 6214407-8284096
10338041 | 6214407-8284109
10330554 | 6214506-7266485
10437457 | 6214506-7273628
10437816 | 6214506-7273636
10340338 | 6214506-7276087
10439755 | 6214506-7280426
10437098 | 6214506-7284503
10340996 | 6214506-7297794
10341619 | 6214506-7325526
10438574 | 6214506-7329489
10341756 | 6214506-7333010
10337462 | 6214506-7335354
10341673 | 6214506-7338294
10497507 | 6214506-7459038
11188497 | 6214506-7466895
10435728 | 6214506-8077678
10330104 | 6214506-8215501
10331409 | 6214506-8231383
10496782 | 6214506-8240442
10337736 | 6214506-8283947
10330555 | 6214605-7266485
10437819 | 6214605-7273636
10340340 | 6214605-7276087
10439758 | 6214605-7280426
10437101 | 6214605-7284503
10340997 | 6214605-7297794
10341622 | 6214605-7325526
10438575 | 6214605-7329489
10341757 | 6214605-7333010
10337460 | 6214605-7335354
10341676 | 6214605-7338294
10497491 | 6214605-7459038
11188505 | 6214605-7466895
10330556 | 6214704-7266485
10339016 | 6214704-7269686
10437822 | 6214704-7273636
10340342 | 6214704-7276087
10439749 | 6214704-7280426
11187376 | 6214704-7283610
10437105 | 6214704-7284503
10331999 | 6214704-7291150
10340998 | 6214704-7297794
10341758 | 6214704-7333010
10337464 | 6214704-7335354
10341678 | 6214704-7338294
10336109 | 6214704-7344369
10339296 | 6214704-7382006
10497499 | 6214704-7459038
11188561 | 6214704-7466895
10330557 | 6214803-7266485
10340345 | 6214803-7276087
10437096 | 6214803-7284503
10340999 | 6214803-7297794
10341625 | 6214803-7325526
10341759 | 6214803-7333010
10337459 | 6214803-7335354
10497512 | 6214803-7459038
11188571 | 6214803-7466895
10436351 | 6214902-7179288
10330558 | 6214902-7266485
10340333 | 6214902-7276087
10437099 | 6214902-7284503
10341761 | 6214902-7333010
10337463 | 6214902-7335354
10497530 | 6214902-7459038
11188585 | 6214902-7466895
10337553 | 6214902-8240445
10339982 | 6214902-8240448
11187320 | 6215008-7221394
10330559 | 6215008-7266485
10340336 | 6215008-7276087
10340054 | 6215008-7364338
10768094 | 6215008-7395036
10897011 | 6215008-7395039
10497548 | 6215008-7459038
10435955 | 6216600-7061259
10436432 | 6216600-7195720
10340777 | 6216600-7195730
10337461 | 6216600-7335354
10435958 | 6216709-7061259
10436433 | 6216709-7195720
10340778 | 6216709-7195730
10437102 | 6216709-7284503
10341628 | 6216709-7325526
10337465 | 6216709-7335354
10497555 | 6216709-7459038
10435938 | 6216808-7061259
10436434 | 6216808-7195720
10340779 | 6216808-7195730
10437104 | 6216808-7284503
10341631 | 6216808-7325526
10341526 | 6216808-7334654
10497572 | 6216808-7459038
10435941 | 6216907-7061259
10332062 | 6216907-7159921
10436436 | 6216907-7195720
10340780 | 6216907-7195730
10341634 | 6216907-7325526
10341529 | 6216907-7334654
10337466 | 6216907-7335354
10437604 | 6217004-7196923
10330560 | 6217004-7266485
10437459 | 6217004-7273628
10437825 | 6217004-7273636
10439752 | 6217004-7280426
10332971 | 6217004-7283610
10341000 | 6217004-7297794
10341614 | 6217004-7325526
10341760 | 6217004-7333010
10341532 | 6217004-7334654
10337470 | 6217004-7335354
10497539 | 6217004-7459038
11188481 | 6217004-7466895
10436435 | 6217103-7195720
10331321 | 6217103-7264221
10330561 | 6217103-7266485
10437461 | 6217103-7273628
10437832 | 6217103-7273636
10340339 | 6217103-7276087
10439754 | 6217103-7280426
10332972 | 6217103-7283610
10341001 | 6217103-7297794
10341617 | 6217103-7325526
10438576 | 6217103-7329489
10341762 | 6217103-7333010
10341535 | 6217103-7334654
10337468 | 6217103-7335354
10497551 | 6217103-7459038
11188484 | 6217103-7466895
10331327 | 6217202-7264221
10330562 | 6217202-7266485
10437463 | 6217202-7273628
10437820 | 6217202-7273636
10340341 | 6217202-7276087
10439757 | 6217202-7280426
10332973 | 6217202-7283610
10437107 | 6217202-7284503
10341002 | 6217202-7297794
10341620 | 6217202-7325526
10438577 | 6217202-7329489
10341763 | 6217202-7333010
10341537 | 6217202-7334654
10337471 | 6217202-7335354
10341679 | 6217202-7338294
10497559 | 6217202-7459038
11188490 | 6217202-7466895
10331330 | 6217301-7264221
10330563 | 6217301-7266485
10340343 | 6217301-7276087
10439760 | 6217301-7280426
10332974 | 6217301-7283610
10437110 | 6217301-7284503
10341003 | 6217301-7297794
10341623 | 6217301-7325526
10341765 | 6217301-7333010
10341539 | 6217301-7334654
10337467 | 6217301-7335354
10341681 | 6217301-7338294
10497582 | 6217301-7459038
11188492 | 6217301-7466895
10331325 | 6217400-7264221
10330564 | 6217400-7266485
10339846 | 6217400-7276087
10437112 | 6217400-7284503
10341004 | 6217400-7297794
10341764 | 6217400-7333010
10341541 | 6217400-7334654
10337472 | 6217400-7335354
10341682 | 6217400-7338294
10497602 | 6217400-7459038
11188494 | 6217400-7466895
10435944 | 6218507-7061259
10436437 | 6218507-7195720
10340781 | 6218507-7195730
10437668 | 6218507-7209287
10341626 | 6218507-7325526
10435947 | 6218606-7061259
10436438 | 6218606-7195720
10340782 | 6218606-7195730
10437610 | 6218606-7196923
10437649 | 6218606-7209287
10471063 | 6218606-7306108
10336798 | 6218606-7310723
10341629 | 6218606-7325526
10341543 | 6218606-7334654
10435950 | 6218705-7061259
10436439 | 6218705-7195720
10340783 | 6218705-7195730
10437613 | 6218705-7196923
10437652 | 6218705-7209287
10341632 | 6218705-7325526
10341530 | 6218705-7334654
10435953 | 6218804-7061259
10436442 | 6218804-7195720
10340784 | 6218804-7195730
10437616 | 6218804-7196923
10513196 | 6218804-7221402
10331328 | 6218804-7264221
10330565 | 6218804-7266485
10437465 | 6218804-7273628
10437823 | 6218804-7273636
10339847 | 6218804-7276087
10439763 | 6218804-7280426
10437115 | 6218804-7284503
10341005 | 6218804-7297794
10471066 | 6218804-7306108
10336800 | 6218804-7310723
10341635 | 6218804-7325526
10341766 | 6218804-7333010
10341533 | 6218804-7334654
10337469 | 6218804-7335354
10341684 | 6218804-7338294
10897081 | 6218804-7425031
10896956 | 6218804-7425466
10497425 | 6218804-7459038
11188578 | 6218804-7466895
10332066 | 6218903-7159921
10436440 | 6218903-7195720
10331329 | 6218903-7264221
10330566 | 6218903-7266485
10437467 | 6218903-7273628
10437826 | 6218903-7273636
10339848 | 6218903-7276087
10439766 | 6218903-7280426
10332975 | 6218903-7283610
10437106 | 6218903-7284503
10341006 | 6218903-7297794
10471060 | 6218903-7306108
10336802 | 6218903-7310723
10341633 | 6218903-7325526
10341768 | 6218903-7333010
10342046 | 6218903-7334654
10337473 | 6218903-7335354
10341686 | 6218903-7338294
10497407 | 6218903-7459038
11188587 | 6218903-7466895
10331331 | 6219000-7264221
10330567 | 6219000-7266485
10437470 | 6219000-7273628
10437827 | 6219000-7273636
10339849 | 6219000-7276087
10439769 | 6219000-7280426
10332976 | 6219000-7283610
10437109 | 6219000-7284503
10341007 | 6219000-7297794
10341636 | 6219000-7325526
10438578 | 6219000-7329489
10341767 | 6219000-7333010
10342048 | 6219000-7334654
10337474 | 6219000-7335354
10341687 | 6219000-7338294
10497422 | 6219000-7459038
11188600 | 6219000-7466895
10331335 | 6219109-7264221
10330568 | 6219109-7266485
10437828 | 6219109-7273636
10339850 | 6219109-7276087
10439753 | 6219109-7280426
10437113 | 6219109-7284503
10341008 | 6219109-7297794
10341769 | 6219109-7333010
10342049 | 6219109-7334654
10337478 | 6219109-7335354
10341741 | 6219109-7338294
10497431 | 6219109-7459038
11188477 | 6219109-7466895
10437996 | 6221105-6802284
10332365 | 6221105-7011431
10328613 | 6221105-7011442
10432851 | 6221105-7011443
10435556 | 6221105-7011444
10328098 | 6221105-7011445
10436984 | 6221105-7011447
10439579 | 6221105-7017189
10435872 | 6221105-7017207
10432564 | 6221105-7017210
10328217 | 6221105-7082027
10438429 | 6221105-7128425
10438673 | 6221105-7128434
10440147 | 6221105-7153571
10439822 | 6221105-7153574
10338641 | 6221105-7153749
10433167 | 6221105-7153753
10439542 | 6221105-7153769
10778425 | 6221105-7153796
10778340 | 6221105-7153798
10340222 | 6221105-7171375
10436073 | 6221105-7171378
10341960 | 6221105-7171379
10329045 | 6221105-7171380
10330965 | 6221105-7171385
10330361 | 6221105-7171386
10336217 | 6221105-7171387
10471728 | 6221105-7171393
10436357 | 6221105-7179288
10341416 | 6221105-7185643
10333679 | 6221105-7185644
10341321 | 6221105-7185646
10328407 | 6221105-7211641
10525821 | 6221105-7221394
10451274 | 6221105-7221400
10513170 | 6221105-7221402
10439926 | 6221105-7238726
10439432 | 6221105-7268332
10339019 | 6221105-7269686
10439410 | 6221105-7273661
10329357 | 6221105-7277654
10328527 | 6221105-7288425
10332002 | 6221105-7291150
10437933 | 6221105-7291796
10434208 | 6221105-7292807
10433398 | 6221105-7295015
10438794 | 6221105-7295629
10329453 | 6221105-7295693
10433489 | 6221105-7295699
10330903 | 6221105-7295708
10332881 | 6221105-7295716
10330647 | 6221105-7295721
10433191 | 6221105-7295727
10434482 | 6221105-7295731
10335700 | 6221105-7295737
10336309 | 6221105-7295748
10332307 | 6221105-7295751
10438559 | 6221105-7295757
10434691 | 6221105-7295762
10435416 | 6221105-7295768
10437166 | 6221105-7296993
10434462 | 6221105-7298497
10433852 | 6221105-7298501
10434000 | 6221105-7298502
10433752 | 6221105-7298503
10471067 | 6221105-7306108
10331628 | 6221105-7307014
10439091 | 6221105-7307513
10334385 | 6221105-7310717
10332802 | 6221105-7310719
10334212 | 6221105-7310722
10336804 | 6221105-7310723
10333485 | 6221105-7310724
10439023 | 6221105-7311331
10434846 | 6221105-7312843
10437476 | 6221105-7312880
10435100 | 6221105-7313017
10435825 | 6221105-7321668
10436518 | 6221105-7325290
10329786 | 6221105-7339340
10497228 | 6221105-7341808
10336105 | 6221105-7344369
10988304 | 6221105-7345547
10988493 | 6221105-7345548
10988408 | 6221105-7345549
10988725 | 6221105-7345550
10988643 | 6221105-7345551
10497392 | 6221105-7345555
10497578 | 6221105-7345556
10497486 | 6221105-7345557
10944999 | 6221105-7345558
10634149 | 6221105-7345564
10634463 | 6221105-7345565
10634188 | 6221105-7345566
10634338 | 6221105-7345567
10634225 | 6221105-7345568
10988886 | 6221105-7345570
10988993 | 6221105-7345571
10438692 | 6221105-7358178
10336476 | 6221105-7359859
10335010 | 6221105-7361860
10338683 | 6221105-7368917
10334779 | 6221105-7368921
10339219 | 6221105-7368940
10328651 | 6221105-7368945
10329088 | 6221105-7368948
10328900 | 6221105-7368949
10330011 | 6221105-7368950
10333158 | 6221105-7368951
10331512 | 6221105-7368952
10329710 | 6221105-7368953
10332160 | 6221105-7368954
10332515 | 6221105-7368955
11188621 | 6221105-7370810
10334775 | 6221105-7373222
10336850 | 6221105-7381991
10334735 | 6221105-7382001
10339298 | 6221105-7382006
10339546 | 6221105-7382011
10339631 | 6221105-7382016
10522233 | 6221105-7383692
10526001 | 6221105-7383695
10526138 | 6221105-7383699
11189034 | 6221105-7387986
10826737 | 6221105-7388021
11187732 | 6221105-7388031
11187513 | 6221105-7388049
11187744 | 6221105-7388061
10826684 | 6221105-7388072
10785519 | 6221105-7388073
10526223 | 6221105-7390950
10526616 | 6221105-7390964
10452358 | 6221105-7390965
10452400 | 6221105-7390968
10633867 | 6221105-7392263
10526408 | 6221105-7392278
10785282 | 6221105-7392280
10785491 | 6221105-7392281
10526813 | 6221105-7392282
10826449 | 6221105-7392283
10451033 | 6221105-7395026
10826260 | 6221105-7395029
10768081 | 6221105-7395036
10896992 | 6221105-7395039
10826403 | 6221105-7397577
10526927 | 6221105-7397578
10526753 | 6221105-7397580
10796990 | 6221105-7397607
10335420 | 6221105-7398013
10503810 | 6221105-7400868
10334869 | 6221105-7400869
10336432 | 6221105-7404960
10335798 | 6221105-7404990
10527175 | 6221105-7405229
10988827 | 6221105-7405542
11188181 | 6221105-7405559
10329218 | 6221105-7412815
10451168 | 6221105-7424322
10334525 | 6221105-7425031
10337071 | 6221105-7425466
10451498 | 6221105-7428970
10451787 | 6221105-7430884
10452123 | 6221105-7431822
10451934 | 6221105-7432041
11188130 | 6221105-7433701
10383904 | 6221105-7437332
11188598 | 6221105-7439248
10896866 | 6221105-7440860
10451712 | 6221105-7444059
11188721 | 6221105-7455999
11189339 | 6221105-7456454
10945315 | 6221105-7465394
11189170 | 6221105-7476183
10436751 | 6221105-8077677
10331839 | 6221105-8206186
10330495 | 6221105-8215500
10330108 | 6221105-8215501
10331741 | 6221105-8231379
10331410 | 6221105-8231383
10435559 | 6221204-7011444
10439580 | 6221204-7017189
10435873 | 6221204-7017207
10432570 | 6221204-7017210
10438347 | 6221204-7085078
10440145 | 6221204-7153571
10439824 | 6221204-7153574
10436354 | 6221204-7179288
10328411 | 6221204-7211641
10525822 | 6221204-7221394
10451281 | 6221204-7221400
10513176 | 6221204-7221402
10437197 | 6221204-7273669
10329360 | 6221204-7277654
10332005 | 6221204-7291150
10437947 | 6221204-7291796
10434186 | 6221204-7292807
10433402 | 6221204-7295015
10438773 | 6221204-7295629
10433490 | 6221204-7295699
10332882 | 6221204-7295716
10433197 | 6221204-7295727
10434496 | 6221204-7295731
10335702 | 6221204-7295737
10433855 | 6221204-7298501
10433986 | 6221204-7298502
10433754 | 6221204-7298503
10471070 | 6221204-7306108
10439088 | 6221204-7307513
10334382 | 6221204-7310717
10332804 | 6221204-7310719
10336803 | 6221204-7310723
10333488 | 6221204-7310724
10435097 | 6221204-7313017
10435827 | 6221204-7321668
10436522 | 6221204-7325290
10329789 | 6221204-7339340
10497220 | 6221204-7341808
10988415 | 6221204-7345549
10497399 | 6221204-7345555
10497581 | 6221204-7345556
10497490 | 6221204-7345557
10634323 | 6221204-7345567
10988887 | 6221204-7345570
10438688 | 6221204-7358178
10336479 | 6221204-7359859
10335014 | 6221204-7361860
10338686 | 6221204-7368917
10339222 | 6221204-7368940
10328652 | 6221204-7368945
10329092 | 6221204-7368948
10328903 | 6221204-7368949
10330013 | 6221204-7368950
10333159 | 6221204-7368951
10331514 | 6221204-7368952
10329709 | 6221204-7368953
10513279 | 6221204-7368954
10332507 | 6221204-7368955
11188622 | 6221204-7370810
10334776 | 6221204-7373222
10336851 | 6221204-7381991
10334736 | 6221204-7382001
10339300 | 6221204-7382006
10339547 | 6221204-7382011
10450977 | 6221204-7382016
10522238 | 6221204-7383692
10526003 | 6221204-7383695
11189038 | 6221204-7387986
10826741 | 6221204-7388021
11187736 | 6221204-7388031
11187516 | 6221204-7388049
11187745 | 6221204-7388061
10826690 | 6221204-7388072
10785520 | 6221204-7388073
10526227 | 6221204-7390950
10526617 | 6221204-7390964
10452359 | 6221204-7390965
10452401 | 6221204-7390968
10633869 | 6221204-7392263
10526409 | 6221204-7392278
10785283 | 6221204-7392280
10785493 | 6221204-7392281
10526807 | 6221204-7392282
10826568 | 6221204-7392283
10451036 | 6221204-7395026
10826261 | 6221204-7395029
10768086 | 6221204-7395036
10896993 | 6221204-7395039
10796988 | 6221204-7397607
10503806 | 6221204-7400868
10334872 | 6221204-7400869
10336435 | 6221204-7404960
10335793 | 6221204-7404990
10527178 | 6221204-7405229
10329221 | 6221204-7412815
10334514 | 6221204-7425031
10337072 | 6221204-7425466
10451788 | 6221204-7430884
11188163 | 6221204-7433701
11188509 | 6221204-7439248
10896865 | 6221204-7440860
10451715 | 6221204-7444059
11188722 | 6221204-7455999
11189340 | 6221204-7456454
11189171 | 6221204-7476183
10436756 | 6221204-8077677
10331742 | 6221204-8231379
10331411 | 6221204-8231383
10432784 | 6221204-8240433
10338439 | 6221204-8283972
10341205 | 6221204-8283984
10438000 | 6221303-6802284
10451784 | 6221303-7017189
10440150 | 6221303-7153571
10439826 | 6221303-7153574
10451301 | 6221303-7221400
10332807 | 6221303-7310719
10335013 | 6221303-7361860
10334780 | 6221303-7373222
10796992 | 6221303-7397607
10503807 | 6221303-7400868
10527177 | 6221303-7405229
10439581 | 6221501-7017189
10435772 | 6221501-7017207
10432573 | 6221501-7017210
10440161 | 6221501-7153571
10439828 | 6221501-7153574
10338634 | 6221501-7153749
10439544 | 6221501-7153769
10778416 | 6221501-7153796
10778341 | 6221501-7153798
10471736 | 6221501-7171393
10436361 | 6221501-7179288
11187319 | 6221501-7221394
10633829 | 6221501-7221400
10513184 | 6221501-7221402
10439436 | 6221501-7268332
10439417 | 6221501-7273661
10438560 | 6221501-7295757
10439092 | 6221501-7307513
10435830 | 6221501-7321668
10336108 | 6221501-7344369
10944874 | 6221501-7345557
10944959 | 6221501-7345564
10634207 | 6221501-7345566
10945060 | 6221501-7345567
10438706 | 6221501-7358178
10790360 | 6221501-7368894
10339302 | 6221501-7382006
11187519 | 6221501-7388049
10785765 | 6221501-7395026
10768090 | 6221501-7395036
10796952 | 6221501-7397588
10337073 | 6221501-7425466
10451718 | 6221501-7444059
11189303 | 6221501-7456454
11189173 | 6221501-7476183
10331841 | 6221501-8206186
10330499 | 6221501-8215500
10330112 | 6221501-8215501
10331743 | 6221501-8231379
10331412 | 6221501-8231383
10633835 | 6221709-7221400
10331435 | 6221709-8231383
10341962 | 6223101-7171379
10525818 | 6223101-7221394
10451273 | 6223101-7221400
10513165 | 6223101-7221402
10329361 | 6223101-7277654
10332008 | 6223101-7291150
10437950 | 6223101-7291796
10434192 | 6223101-7292807
10433400 | 6223101-7295015
10438783 | 6223101-7295629
10433491 | 6223101-7295699
10332883 | 6223101-7295716
10330648 | 6223101-7295721
10433201 | 6223101-7295727
10434487 | 6223101-7295731
10335701 | 6223101-7295737
10336311 | 6223101-7295748
10438562 | 6223101-7295757
10434693 | 6223101-7295762
10435423 | 6223101-7295768
10433858 | 6223101-7298501
10433990 | 6223101-7298502
10433755 | 6223101-7298503
10471079 | 6223101-7306108
10334384 | 6223101-7310717
10332800 | 6223101-7310719
10334215 | 6223101-7310722
10336805 | 6223101-7310723
10333491 | 6223101-7310724
10435101 | 6223101-7313017
10435838 | 6223101-7321668
10436524 | 6223101-7325290
10329792 | 6223101-7339340
10497218 | 6223101-7341808
10336110 | 6223101-7344369
10988407 | 6223101-7345549
10497560 | 6223101-7345556
10497482 | 6223101-7345557
10438702 | 6223101-7358178
10335017 | 6223101-7361860
10383852 | 6223101-7368917
10790391 | 6223101-7368921
10339210 | 6223101-7368940
10328653 | 6223101-7368945
10329082 | 6223101-7368948
10328906 | 6223101-7368949
10329999 | 6223101-7368950
10333160 | 6223101-7368951
10331515 | 6223101-7368952
10329711 | 6223101-7368953
10332163 | 6223101-7368954
10332509 | 6223101-7368955
10334784 | 6223101-7373222
10522230 | 6223101-7383692
10526004 | 6223101-7383695
10526139 | 6223101-7383699
11189027 | 6223101-7387986
11187728 | 6223101-7388031
11187517 | 6223101-7388049
11187743 | 6223101-7388061
11187937 | 6223101-7388072
11188988 | 6223101-7388073
10526214 | 6223101-7390950
10526615 | 6223101-7390964
10452357 | 6223101-7390965
10452409 | 6223101-7390968
10633868 | 6223101-7392263
10526431 | 6223101-7392278
10785281 | 6223101-7392280
10785397 | 6223101-7392281
10526811 | 6223101-7392282
10826448 | 6223101-7392283
10451034 | 6223101-7395026
10826257 | 6223101-7395029
10768078 | 6223101-7395036
10897052 | 6223101-7395039
10503808 | 6223101-7400868
10335795 | 6223101-7404990
10527172 | 6223101-7405229
11188178 | 6223101-7405559
10329223 | 6223101-7412815
10451166 | 6223101-7424322
10334518 | 6223101-7425031
10337074 | 6223101-7425466
10451682 | 6223101-7430884
10452119 | 6223101-7431822
10451943 | 6223101-7432041
11188131 | 6223101-7433701
10383903 | 6223101-7437332
11188504 | 6223101-7439248
10896864 | 6223101-7440860
10451709 | 6223101-7444059
11188719 | 6223101-7455999
11189336 | 6223101-7456454
11189227 | 6223101-7476183
11188388 | 6223101-7500636
10331436 | 6223101-8231383
10435956 | 6223309-7061259
10438005 | 6223507-6802284
10438348 | 6223507-7085078
10332063 | 6223507-7159921
10337476 | 6223507-7335354
10435734 | 6223507-8077678
10432791 | 6223507-8240433
10496779 | 6223507-8240442
10337554 | 6223507-8240445
10338305 | 6223507-8283940
10338440 | 6223507-8283972
10338115 | 6223507-8284074
10335586 | 6223507-8284096
10338042 | 6223507-8284109
10451783 | 6223705-7017189
10435775 | 6223705-7017207
10432575 | 6223705-7017210
10438433 | 6223705-7128425
10440180 | 6223705-7153571
10338637 | 6223705-7153749
10433079 | 6223705-7153753
10439637 | 6223705-7153771
10778423 | 6223705-7153796
10778343 | 6223705-7153798
10436364 | 6223705-7179288
10328400 | 6223705-7211641
10439425 | 6223705-7273661
10437199 | 6223705-7273669
10439235 | 6223705-7307555
10944995 | 6223705-7345558
10634169 | 6223705-7345564
10634168 | 6223705-7345566
11189033 | 6223705-7387986
10336438 | 6223705-7404960
10439582 | 6224000-7017189
10435774 | 6224980-7017207
10432578 | 6224980-7017210
10439830 | 6224980-7153574
10436368 | 6224980-7179288
10525830 | 6224980-7221394
10451277 | 6224980-7221400
10434201 | 6224980-7292807
10434500 | 6224980-7295731
10438564 | 6224980-7295757
10433756 | 6224980-7298503
10471073 | 6224980-7306108
10439089 | 6224980-7307513
10471162 | 6224980-7309902
10435102 | 6224980-7313017
10497404 | 6224980-7345555
10497497 | 6224980-7345557
10335021 | 6224980-7361860
11188623 | 6224980-7370810
10334788 | 6224980-7373222
10526225 | 6224980-7390950
10452361 | 6224980-7390965
10452405 | 6224980-7390968
10503811 | 6224980-7400868
10335797 | 6224980-7404990
10435447 | 6224980-8077661
10330503 | 6224980-8215500
10331697 | 6224980-8231379
10438565 | 6224981-7295757
10435776 | 6224984-7017207
10432582 | 6224984-7017210
10439832 | 6224984-7153574
10436371 | 6224984-7179288
11187318 | 6224984-7221394
10434210 | 6224984-7292807
10434504 | 6224984-7295731
10433992 | 6224984-7298502
10433759 | 6224984-7298503
10439093 | 6224984-7307513
10435106 | 6224984-7313017
10497409 | 6224984-7345555
10497505 | 6224984-7345557
10335025 | 6224984-7361860
10340055 | 6224984-7364338
11188625 | 6224984-7370810
10334777 | 6224984-7373222
10450948 | 6224984-7382001
10450976 | 6224984-7382011
11187522 | 6224984-7388049
10526230 | 6224984-7390950
10452404 | 6224984-7390968
10768089 | 6224984-7395036
10896996 | 6224984-7395039
10796998 | 6224984-7397607
10527183 | 6224984-7405229
10451713 | 6224984-7444059
10436765 | 6224984-8077677
10331698 | 6224984-8231379
10331437 | 6224984-8231383
10341638 | 6225601-7325526
10435959 | 6225809-7061259
10340785 | 6225809-7195730
10341640 | 6225809-7325526
10340786 | 6225908-7195730
10341641 | 6225908-7325526
10435939 | 6226005-7061259
10437116 | 6226708-7284503
10436441 | 6236509-7195720
10341642 | 6236509-7325526
10341770 | 6236509-7333010
10337479 | 6236509-7335354
10341743 | 6236509-7338294
10435942 | 6237200-7061259
10332067 | 6237200-7159921
10436443 | 6237200-7195720
10340787 | 6237200-7195730
10341643 | 6237200-7325526
10341771 | 6237200-7333010
10337475 | 6237200-7335354
10341744 | 6237200-7338294
10497535 | 6237200-7459038
11188590 | 6237200-7466895
10435945 | 6239305-7061259
10332069 | 6239305-7159921
10436444 | 6239305-7195720
10340788 | 6239305-7195730
10437620 | 6239305-7196923
10437657 | 6239305-7209287
10331337 | 6239305-7264221
10330569 | 6239305-7266485
10331131 | 6239305-7272475
10437472 | 6239305-7273628
10437829 | 6239305-7273636
10338919 | 6239305-7275333
10339851 | 6239305-7276087
10439756 | 6239305-7280426
10437118 | 6239305-7284503
10341009 | 6239305-7297794
10341644 | 6239305-7325526
10341772 | 6239305-7333010
10342047 | 6239305-7334654
10337480 | 6239305-7335354
10341745 | 6239305-7338294
10497477 | 6239305-7459038
11188478 | 6239305-7466895
10438009 | 6239404-6802284
10332073 | 6239404-7159921
10340789 | 6239404-7195730
10437661 | 6239404-7209287
10330570 | 6239404-7266485
10331118 | 6239404-7272475
10338923 | 6239404-7275333
10339852 | 6239404-7276087
10439759 | 6239404-7280426
10471085 | 6239404-7306108
10336808 | 6239404-7310723
10341637 | 6239404-7325526
10341774 | 6239404-7333010
10337477 | 6239404-7335354
10341683 | 6239404-7338294
10497453 | 6239404-7459038
11188580 | 6239404-7466895
10438013 | 6241806-6802284
10332369 | 6241806-7011431
10328616 | 6241806-7011442
10432861 | 6241806-7011443
10435565 | 6241806-7011444
10328100 | 6241806-7011445
10439583 | 6241806-7017189
10435778 | 6241806-7017207
10432583 | 6241806-7017210
10438350 | 6241806-7085078
10438437 | 6241806-7128425
10333877 | 6241806-7142247
10440142 | 6241806-7153571
10439831 | 6241806-7153574
10338638 | 6241806-7153749
10433158 | 6241806-7153753
10439547 | 6241806-7153769
10439643 | 6241806-7153771
10778419 | 6241806-7153796
10778339 | 6241806-7153798
10340225 | 6241806-7171375
10436060 | 6241806-7171378
10341964 | 6241806-7171379
10329003 | 6241806-7171380
10330968 | 6241806-7171385
10330363 | 6241806-7171386
10336219 | 6241806-7171387
10471855 | 6241806-7171393
10436373 | 6241806-7179288
10341420 | 6241806-7185643
10333743 | 6241806-7185644
10328404 | 6241806-7211641
10525820 | 6241806-7221394
10451268 | 6241806-7221400
10513162 | 6241806-7221402
10439437 | 6241806-7268332
10339023 | 6241806-7269686
10439429 | 6241806-7273661
10437202 | 6241806-7273669
10329364 | 6241806-7277654
10328530 | 6241806-7288425
10331998 | 6241806-7291150
10437953 | 6241806-7291796
10434212 | 6241806-7292807
10433404 | 6241806-7295015
10438791 | 6241806-7295629
10329451 | 6241806-7295693
10433492 | 6241806-7295699
10330905 | 6241806-7295708
10332884 | 6241806-7295716
10330649 | 6241806-7295721
10433205 | 6241806-7295727
10434514 | 6241806-7295731
10335703 | 6241806-7295737
10336313 | 6241806-7295748
10332309 | 6241806-7295751
10438566 | 6241806-7295757
10434690 | 6241806-7295762
10435433 | 6241806-7295768
10434478 | 6241806-7298497
10433862 | 6241806-7298501
10434004 | 6241806-7298502
10433764 | 6241806-7298503
10471076 | 6241806-7306108
10439094 | 6241806-7307513
10439239 | 6241806-7307555
10334386 | 6241806-7310717
10332803 | 6241806-7310719
10334218 | 6241806-7310722
10336811 | 6241806-7310723
10333494 | 6241806-7310724
10439024 | 6241806-7311331
10434850 | 6241806-7312843
10437475 | 6241806-7312880
10435110 | 6241806-7313017
10435685 | 6241806-7321668
10436528 | 6241806-7325290
10497214 | 6241806-7341808
10336113 | 6241806-7344369
10988303 | 6241806-7345547
10988492 | 6241806-7345548
10988410 | 6241806-7345549
10988679 | 6241806-7345550
10988640 | 6241806-7345551
10497384 | 6241806-7345555
10497545 | 6241806-7345556
10497475 | 6241806-7345557
10944994 | 6241806-7345558
10634158 | 6241806-7345564
10634460 | 6241806-7345565
10634177 | 6241806-7345566
10634334 | 6241806-7345567
10634222 | 6241806-7345568
10988885 | 6241806-7345570
10988989 | 6241806-7345571
10438717 | 6241806-7358178
10336485 | 6241806-7359859
10335029 | 6241806-7361860
10341105 | 6241806-7368894
10338690 | 6241806-7368917
10339214 | 6241806-7368940
10328654 | 6241806-7368945
10328898 | 6241806-7368949
10332514 | 6241806-7368955
11188619 | 6241806-7370810
10334781 | 6241806-7373222
10336852 | 6241806-7381991
10334739 | 6241806-7382001
10339304 | 6241806-7382006
10339548 | 6241806-7382011
10339604 | 6241806-7382016
10522227 | 6241806-7383692
10525998 | 6241806-7383695
10526136 | 6241806-7383699
11189031 | 6241806-7387986
10826733 | 6241806-7388021
11187724 | 6241806-7388031
11187511 | 6241806-7388049
11187742 | 6241806-7388061
10826686 | 6241806-7388072
10785518 | 6241806-7388073
10526614 | 6241806-7390964
10785280 | 6241806-7392280
10785391 | 6241806-7392281
10826447 | 6241806-7392283
10826277 | 6241806-7395029
10768083 | 6241806-7395036
10826401 | 6241806-7397577
10526924 | 6241806-7397578
10526756 | 6241806-7397580
10796894 | 6241806-7397588
10796987 | 6241806-7397607
10335424 | 6241806-7398013
10503803 | 6241806-7400868
10334871 | 6241806-7400869
10336440 | 6241806-7404960
10335799 | 6241806-7404990
10527169 | 6241806-7405229
10988821 | 6241806-7405542
11188177 | 6241806-7405559
10785559 | 6241806-7410032
10826179 | 6241806-7410050
10945159 | 6241806-7410078
10451165 | 6241806-7424322
10334522 | 6241806-7425031
10337075 | 6241806-7425466
10452113 | 6241806-7431822
10451940 | 6241806-7432041
10451714 | 6241806-7444059
11188720 | 6241806-7455999
10945314 | 6241806-7465394
10435453 | 6241806-8077661
10436772 | 6241806-8077677
10435730 | 6241806-8077678
10331824 | 6241806-8206186
10330507 | 6241806-8215500
10330109 | 6241806-8215501
10331699 | 6241806-8231379
10331438 | 6241806-8231383
10432799 | 6241806-8240433
10496771 | 6241806-8240442
10337555 | 6241806-8240445
10338307 | 6241806-8283940
10337901 | 6241806-8283990
10339419 | 6241806-8284054
10338117 | 6241806-8284074
10338227 | 6241806-8284081
10335589 | 6241806-8284096
10338043 | 6241806-8284109
10438017 | 6241905-6802284
10330972 | 6241905-7171385
10336221 | 6241905-7171387
10451271 | 6241905-7221400
10332001 | 6241905-7291150
10434509 | 6241905-7295731
10438710 | 6241905-7358178
10335032 | 6241905-7361860
11188618 | 6241905-7370810
10526000 | 6241905-7383695
10503805 | 6241905-7400868
10451164 | 6241905-7424322
10451716 | 6241905-7444059
10330511 | 6241905-8215500
10330113 | 6241905-8215501
10331439 | 6241905-8231383
10337556 | 6241905-8240445
10438021 | 6242002-6802284
10432587 | 6242002-7017210
10328219 | 6242002-7082027
10438352 | 6242002-7085078
10333876 | 6242002-7142247
10340455 | 6242002-7195726
10435998 | 6242002-7228760
10329452 | 6242002-7295693
10340056 | 6242002-7364338
10341106 | 6242002-7368894
10526209 | 6242002-7390950
10452356 | 6242002-7390965
10796896 | 6242002-7397588
10785557 | 6242002-7410032
10826183 | 6242002-7410050
10945164 | 6242002-7410078
10435473 | 6242002-8077661
10436741 | 6242002-8077677
10435735 | 6242002-8077678
10331440 | 6242002-8231383
10432657 | 6242002-8240433
10337557 | 6242002-8240445
10339983 | 6242002-8240448
10338309 | 6242002-8283940
10335446 | 6242002-8283947
10338441 | 6242002-8283972
10337904 | 6242002-8283990
10338118 | 6242002-8284074
10338230 | 6242002-8284081
10335591 | 6242002-8284096
10338044 | 6242002-8284109
10438657 | 6242507-7179288
10438025 | 6250302-6802284
10451782 | 6250302-7017189
10435780 | 6250302-7017207
10432589 | 6250302-7017210
10440149 | 6250302-7153571
10439833 | 6250302-7153574
10438659 | 6250302-7179288
10778606 | 6250302-7195726
10451265 | 6250302-7221400
10332004 | 6250302-7291150
10437957 | 6250302-7291796
10434218 | 6250302-7292807
10438801 | 6250302-7295629
10329454 | 6250302-7295693
10433493 | 6250302-7295699
10433050 | 6250302-7295727
10434517 | 6250302-7295731
10332311 | 6250302-7295751
10438568 | 6250302-7295757
10433997 | 6250302-7298502
10433768 | 6250302-7298503
10471082 | 6250302-7306108
10439099 | 6250302-7307513
10334388 | 6250302-7310717
10332806 | 6250302-7310719
10334213 | 6250302-7310722
10336814 | 6250302-7310723
10333486 | 6250302-7310724
10435114 | 6250302-7313017
10436526 | 6250302-7325290
10497215 | 6250302-7341808
10497388 | 6250302-7345555
10497469 | 6250302-7345557
10438724 | 6250302-7358178
10335034 | 6250302-7361860
10341107 | 6250302-7368894
10331517 | 6250302-7368952
10329714 | 6250302-7368953
10332518 | 6250302-7368955
11188617 | 6250302-7370810
10334782 | 6250302-7373222
10525997 | 6250302-7383695
10526207 | 6250302-7390950
10526613 | 6250302-7390964
10452406 | 6250302-7390968
10768079 | 6250302-7395036
10796991 | 6250302-7397607
10503804 | 6250302-7400868
10527176 | 6250302-7405229
10330501 | 6250302-8215500
10330117 | 6250302-8215501
10331700 | 6250302-8231379
10331441 | 6250302-8231383
10332070 | 6250401-7159921
10436448 | 6250401-7195720
10341639 | 6250401-7325526
10342051 | 6250401-7334654
10337481 | 6250401-7335354
10503802 | 6250401-7400868
10335801 | 6250401-7404990
10497398 | 6250401-7459038
10336954 | 6250401-8215503
10334786 | 6251508-7373222
10451990 | 6251508-7390965
10452416 | 6251508-7390968
10438029 | 6253140-6802284
10332370 | 6253140-7011431
10328619 | 6253140-7011442
10435533 | 6253140-7011444
10328104 | 6253140-7011445
10439726 | 6253140-7017189
10435781 | 6253140-7017207
10432591 | 6253140-7017210
10438426 | 6253140-7128425
10440158 | 6253140-7153571
10433160 | 6253140-7153753
10439549 | 6253140-7153769
10778420 | 6253140-7153796
10778342 | 6253140-7153798
10340228 | 6253140-7171375
10436062 | 6253140-7171378
10341966 | 6253140-7171379
10329005 | 6253140-7171380
10330975 | 6253140-7171385
10330365 | 6253140-7171386
10336223 | 6253140-7171387
10471730 | 6253140-7171393
10438661 | 6253140-7179288
10341423 | 6253140-7185643
10333744 | 6253140-7185644
10341324 | 6253140-7185646
10328408 | 6253140-7211641
10525826 | 6253140-7221394
10451313 | 6253140-7221400
10513190 | 6253140-7221402
10339013 | 6253140-7269686
10439433 | 6253140-7273661
10329362 | 6253140-7277654
10328533 | 6253140-7288425
10332007 | 6253140-7291150
10437960 | 6253140-7291796
10434232 | 6253140-7292807
10433408 | 6253140-7295015
10438789 | 6253140-7295629
10329455 | 6253140-7295693
10433494 | 6253140-7295699
10330907 | 6253140-7295708
10332885 | 6253140-7295716
10330650 | 6253140-7295721
10433051 | 6253140-7295727
10434513 | 6253140-7295731
10335705 | 6253140-7295737
10336315 | 6253140-7295748
10332313 | 6253140-7295751
10438570 | 6253140-7295757
10434692 | 6253140-7295762
10435442 | 6253140-7295768
10437167 | 6253140-7296993
10434470 | 6253140-7298497
10433867 | 6253140-7298501
10434001 | 6253140-7298502
10433770 | 6253140-7298503
10471086 | 6253140-7306108
10439095 | 6253140-7307513
10334390 | 6253140-7310717
10332809 | 6253140-7310719
10334216 | 6253140-7310722
10336817 | 6253140-7310723
10333489 | 6253140-7310724
10439025 | 6253140-7311331
10434854 | 6253140-7312843
10435103 | 6253140-7313017
10435686 | 6253140-7321668
10436530 | 6253140-7325290
10329784 | 6253140-7339340
10497224 | 6253140-7341808
10336116 | 6253140-7344369
10988305 | 6253140-7345547
10988497 | 6253140-7345548
10988411 | 6253140-7345549
10988727 | 6253140-7345550
10988646 | 6253140-7345551
10497395 | 6253140-7345555
10497600 | 6253140-7345556
10497495 | 6253140-7345557
10944996 | 6253140-7345558
10634163 | 6253140-7345564
10634462 | 6253140-7345565
10634217 | 6253140-7345566
10634329 | 6253140-7345567
10634240 | 6253140-7345568
10988891 | 6253140-7345570
10989007 | 6253140-7345571
10438729 | 6253140-7358178
10336486 | 6253140-7359859
10335037 | 6253140-7361860
10338692 | 6253140-7368917
10334787 | 6253140-7368921
10339218 | 6253140-7368940
10328655 | 6253140-7368945
10329085 | 6253140-7368948
10328901 | 6253140-7368949
10330002 | 6253140-7368950
10333161 | 6253140-7368951
10331519 | 6253140-7368952
10329712 | 6253140-7368953
10332161 | 6253140-7368954
10332513 | 6253140-7368955
10334783 | 6253140-7373222
10336853 | 6253140-7381991
10334740 | 6253140-7382001
10339306 | 6253140-7382006
10339549 | 6253140-7382011
10339608 | 6253140-7382016
10522242 | 6253140-7383692
10526007 | 6253140-7383695
10526140 | 6253140-7383699
11189041 | 6253140-7387986
10826735 | 6253140-7388021
11187438 | 6253140-7388031
11187521 | 6253140-7388049
11187746 | 6253140-7388061
10826687 | 6253140-7388072
10785524 | 6253140-7388073
10526215 | 6253140-7390950
10526618 | 6253140-7390964
10452360 | 6253140-7390965
10452403 | 6253140-7390968
10633870 | 6253140-7392263
10526411 | 6253140-7392278
10785284 | 6253140-7392280
10785399 | 6253140-7392281
10526809 | 6253140-7392282
10826602 | 6253140-7392283
10451039 | 6253140-7395026
10826269 | 6253140-7395029
10768085 | 6253140-7395036
10896999 | 6253140-7395039
10826405 | 6253140-7397577
10526919 | 6253140-7397578
10526757 | 6253140-7397580
10796993 | 6253140-7397607
10335414 | 6253140-7398013
10503809 | 6253140-7400868
10334873 | 6253140-7400869
10336442 | 6253140-7404960
10335803 | 6253140-7404990
10527180 | 6253140-7405229
10988829 | 6253140-7405542
11188179 | 6253140-7405559
10329226 | 6253140-7412815
10451170 | 6253140-7424322
10334526 | 6253140-7425031
10337139 | 6253140-7425466
10451500 | 6253140-7428970
10451789 | 6253140-7430884
10452110 | 6253140-7431822
10451935 | 6253140-7432041
11188162 | 6253140-7433701
10383905 | 6253140-7437332
11188514 | 6253140-7439248
10896904 | 6253140-7440860
10451710 | 6253140-7444059
11188846 | 6253140-7455999
11189306 | 6253140-7456454
10945316 | 6253140-7465394
11189221 | 6253140-7476183
11188392 | 6253140-7500636
10331827 | 6253140-8206186
10330505 | 6253140-8215500
10330121 | 6253140-8215501
10331701 | 6253140-8231379
10331442 | 6253140-8231383
10337558 | 6253140-8240445
10340790 | 6255905-7195730
10341942 | 6255905-7325526
10341776 | 6255905-7333010
10337482 | 6255905-7335354
10341685 | 6255905-7338294
10435948 | 6256002-7061259
10332074 | 6256002-7159921
10436445 | 6256002-7195720
10340791 | 6256002-7195730
10341846 | 6256002-7325526
10341778 | 6256002-7333010
10337489 | 6256002-7335354
10341688 | 6256002-7338294
10497870 | 6256002-7459038
11188430 | 6256002-7466895
10438033 | 6256309-6802284
10435951 | 6256309-7061259
10332071 | 6256309-7159921
10436446 | 6256309-7195720
10340792 | 6256309-7195730
10437609 | 6256309-7196923
10437665 | 6256309-7209287
10331339 | 6256309-7264221
10330571 | 6256309-7266485
10331121 | 6256309-7272475
10437473 | 6256309-7273628
10437831 | 6256309-7273636
10338920 | 6256309-7275333
10339853 | 6256309-7276087
10439762 | 6256309-7280426
10437121 | 6256309-7284503
10341010 | 6256309-7297794
10471099 | 6256309-7306108
10336820 | 6256309-7310723
10341847 | 6256309-7325526
10341773 | 6256309-7333010
10342050 | 6256309-7334654
10337493 | 6256309-7335354
10341689 | 6256309-7338294
10497862 | 6256309-7459038
11188357 | 6256309-7466895
10436449 | 6257406-7195720
10341011 | 6257406-7297794
10341848 | 6257406-7325526
10337495 | 6257406-7335354
10435539 | 6257505-7011444
10439585 | 6257505-7017189
10435782 | 6257505-7017207
10432594 | 6257505-7017210
10438354 | 6257505-7085078
10440191 | 6257505-7153571
10439836 | 6257505-7153574
10332072 | 6257505-7159921
10438664 | 6257505-7179288
10436452 | 6257505-7195720
10340793 | 6257505-7195730
10328412 | 6257505-7211641
10525921 | 6257505-7221394
10451382 | 6257505-7221400
10513222 | 6257505-7221402
10437206 | 6257505-7273669
10329365 | 6257505-7277654
10332009 | 6257505-7291150
10437966 | 6257505-7291796
10434244 | 6257505-7292807
10433406 | 6257505-7295015
10438797 | 6257505-7295629
10433495 | 6257505-7295699
10332940 | 6257505-7295716
10433055 | 6257505-7295727
10434520 | 6257505-7295731
10335708 | 6257505-7295737
10341012 | 6257505-7297794
10433864 | 6257505-7298501
10433999 | 6257505-7298502
10433771 | 6257505-7298503
10471094 | 6257505-7306108
10439098 | 6257505-7307513
10334392 | 6257505-7310717
10332810 | 6257505-7310719
10333645 | 6257505-7310721
10336823 | 6257505-7310723
10333492 | 6257505-7310724
10435107 | 6257505-7313017
10435689 | 6257505-7321668
10436533 | 6257505-7325290
10341849 | 6257505-7325526
10342052 | 6257505-7334654
10337483 | 6257505-7335354
10329787 | 6257505-7339340
10497216 | 6257505-7341808
10988472 | 6257505-7345549
10497625 | 6257505-7345555
10497349 | 6257505-7345556
10497780 | 6257505-7345557
10634112 | 6257505-7345567
10988940 | 6257505-7345570
10438733 | 6257505-7358178
10336490 | 6257505-7359859
10335015 | 6257505-7361860
10338685 | 6257505-7368917
10339223 | 6257505-7368940
10328656 | 6257505-7368945
10329089 | 6257505-7368948
10328904 | 6257505-7368949
10330004 | 6257505-7368950
10333162 | 6257505-7368951
10331521 | 6257505-7368952
10329713 | 6257505-7368953
10513276 | 6257505-7368954
10332517 | 6257505-7368955
11188391 | 6257505-7370810
10334785 | 6257505-7373222
10336854 | 6257505-7381991
10334742 | 6257505-7382001
10339308 | 6257505-7382006
10339550 | 6257505-7382011
10450982 | 6257505-7382016
10522162 | 6257505-7383692
10526088 | 6257505-7383695
11187671 | 6257505-7387986
10826626 | 6257505-7388021
11187595 | 6257505-7388031
11187877 | 6257505-7388049
11187805 | 6257505-7388061
10826823 | 6257505-7388072
10785680 | 6257505-7388073
10526544 | 6257505-7390950
10526695 | 6257505-7390964
10452193 | 6257505-7390965
10452292 | 6257505-7390968
10633940 | 6257505-7392263
10526483 | 6257505-7392278
10785402 | 6257505-7392280
10785338 | 6257505-7392281
10526876 | 6257505-7392282
10826540 | 6257505-7392283
10451090 | 6257505-7395026
10826541 | 6257505-7395029
10768162 | 6257505-7395036
10897019 | 6257505-7395039
10797054 | 6257505-7397607
10503726 | 6257505-7400868
10334875 | 6257505-7400869
10336443 | 6257505-7404960
10335805 | 6257505-7404990
10527110 | 6257505-7405229
10329229 | 6257505-7412815
10334528 | 6257505-7425031
10337140 | 6257505-7425466
10451840 | 6257505-7430884
11188013 | 6257505-7433701
11188824 | 6257505-7439248
10896915 | 6257505-7440860
10451547 | 6257505-7444059
11189337 | 6257505-7455999
11189415 | 6257505-7456454
10497908 | 6257505-7459038
11189595 | 6257505-7476183
10436745 | 6257505-8077677
10331830 | 6257505-8206186
10331702 | 6257505-8231379
10331443 | 6257505-8231383
10432659 | 6257505-8240433
10338442 | 6257505-8283972
10341206 | 6257505-8283984
10435954 | 6257604-7061259
10332076 | 6257604-7159921
10436447 | 6257604-7195720
10340794 | 6257604-7195730
10437612 | 6257604-7196923
10437667 | 6257604-7209287
10331047 | 6257604-7264221
10330572 | 6257604-7266485
10331126 | 6257604-7272475
10437458 | 6257604-7273628
10437834 | 6257604-7273636
10338924 | 6257604-7275333
10339854 | 6257604-7276087
10439765 | 6257604-7280426
10332977 | 6257604-7283610
10437123 | 6257604-7284503
10341013 | 6257604-7297794
10341850 | 6257604-7325526
10438579 | 6257604-7329489
10341775 | 6257604-7333010
10342053 | 6257604-7334654
10337488 | 6257604-7335354
10341691 | 6257604-7338294
10497901 | 6257604-7459038
11188365 | 6257604-7466895
10435957 | 6257703-7061259
10332075 | 6257703-7159921
10436450 | 6257703-7195720
10340795 | 6257703-7195730
10437615 | 6257703-7196923
10331046 | 6257703-7264221
10330573 | 6257703-7266485
10331128 | 6257703-7272475
10437460 | 6257703-7273628
10437821 | 6257703-7273636
10338926 | 6257703-7275333
10339855 | 6257703-7276087
10439768 | 6257703-7280426
10332978 | 6257703-7283610
10437125 | 6257703-7284503
10341014 | 6257703-7297794
10341851 | 6257703-7325526
10438580 | 6257703-7329489
10341777 | 6257703-7333010
10342054 | 6257703-7334654
10337490 | 6257703-7335354
10341693 | 6257703-7338294
10497910 | 6257703-7459038
11188363 | 6257703-7466895
10435960 | 6257802-7061259
10332079 | 6257802-7159921
10436451 | 6257802-7195720
10340796 | 6257802-7195730
10437618 | 6257802-7196923
10437656 | 6257802-7209287
10331048 | 6257802-7264221
10330574 | 6257802-7266485
10331129 | 6257802-7272475
10437462 | 6257802-7273628
10437824 | 6257802-7273636
10338930 | 6257802-7275333
10339856 | 6257802-7276087
10439771 | 6257802-7280426
10332979 | 6257802-7283610
10437111 | 6257802-7284503
10341015 | 6257802-7297794
10471102 | 6257802-7306108
10336806 | 6257802-7310723
10341852 | 6257802-7325526
10438581 | 6257802-7329489
10341779 | 6257802-7333010
10342055 | 6257802-7334654
10337496 | 6257802-7335354
10341690 | 6257802-7338294
10497890 | 6257802-7459038
11188362 | 6257802-7466895
10435961 | 6259006-7061259
10332077 | 6259006-7159921
10436453 | 6259006-7195720
10340797 | 6259006-7195730
10437611 | 6259006-7196923
10331049 | 6259006-7264221
10330575 | 6259006-7266485
10331132 | 6259006-7272475
10437464 | 6259006-7273628
10437830 | 6259006-7273636
10338934 | 6259006-7275333
10339857 | 6259006-7276087
10439773 | 6259006-7280426
10332980 | 6259006-7283610
10437114 | 6259006-7284503
10341016 | 6259006-7297794
10341853 | 6259006-7325526
10438582 | 6259006-7329489
10341781 | 6259006-7333010
10342057 | 6259006-7334654
10337484 | 6259006-7335354
10341692 | 6259006-7338294
10497921 | 6259006-7459038
11188466 | 6259006-7466895
10338443 | 6259006-8283972
10341207 | 6259006-8283984
10338168 | 6259006-8284081
10338045 | 6259006-8284109
10909148 | 6268445-7295716
10863936 | 6268445-7310719
11187387 | 6268445-7344369
10988403 | 6268445-7345549
10988728 | 6268445-7345550
10988629 | 6268445-7345551
10944870 | 6268445-7345557
10944988 | 6268445-7345558
10944958 | 6268445-7345564
10945109 | 6268445-7345565
10961933 | 6268445-7345566
10945058 | 6268445-7345567
11187412 | 6268445-7368917
10930392 | 6268445-7383692
11188918 | 6268445-7383695
11188939 | 6268445-7383699
11189015 | 6268445-7387986
11187718 | 6268445-7388031
11187504 | 6268445-7388049
11187740 | 6268445-7388061
11187936 | 6268445-7388072
11188989 | 6268445-7388073
11189011 | 6268445-7392278
11189350 | 6268445-7392282
11187942 | 6268445-7395026
10896983 | 6268445-7395039
10826402 | 6268445-7397577
11187959 | 6268445-7397578
10908884 | 6268445-7397580
11188313 | 6268445-7398013
11189124 | 6268445-7405229
11189117 | 6268445-7405542
11189481 | 6268445-7405559
10945153 | 6268445-7410078
11188164 | 6268445-7433701
11188489 | 6268445-7439248
11188891 | 6268445-7455999
11189301 | 6268445-7456454
11189167 | 6268445-7476183
10438037 | 6268502-6802284
10332374 | 6268502-7011431
10328622 | 6268502-7011442
10435546 | 6268502-7011444
10328101 | 6268502-7011445
10436985 | 6268502-7011447
10439727 | 6268502-7017189
10435783 | 6268502-7017207
10432599 | 6268502-7017210
10435963 | 6268502-7061259
10328218 | 6268502-7082027
10438355 | 6268502-7085078
10438430 | 6268502-7128425
10438676 | 6268502-7128434
10333879 | 6268502-7142247
10440148 | 6268502-7153571
10439838 | 6268502-7153574
10338640 | 6268502-7153749
10433163 | 6268502-7153753
10439552 | 6268502-7153769
10439640 | 6268502-7153771
10778395 | 6268502-7153796
10778334 | 6268502-7153798
10332081 | 6268502-7159921
10340221 | 6268502-7171375
10437965 | 6268502-7171378
10341965 | 6268502-7171379
10329008 | 6268502-7171380
10698949 | 6268502-7171385
10330362 | 6268502-7171386
10336225 | 6268502-7171387
10471739 | 6268502-7171393
10438667 | 6268502-7179288
10341418 | 6268502-7185643
10333745 | 6268502-7185644
10341306 | 6268502-7185646
10436454 | 6268502-7195720
10699020 | 6268502-7195726
10340798 | 6268502-7195730
10437614 | 6268502-7196923
10437660 | 6268502-7209287
10328401 | 6268502-7211641
10513160 | 6268502-7221402
10435999 | 6268502-7228760
10439930 | 6268502-7238726
10331050 | 6268502-7264221
10330576 | 6268502-7266485
10439440 | 6268502-7268332
10339020 | 6268502-7269686
10331134 | 6268502-7272475
10437466 | 6268502-7273628
10437833 | 6268502-7273636
10439396 | 6268502-7273661
10437203 | 6268502-7273669
10338936 | 6268502-7275333
10339859 | 6268502-7276087
10698936 | 6268502-7277654
10439761 | 6268502-7280426
10332981 | 6268502-7283610
10437117 | 6268502-7284503
10328526 | 6268502-7288425
10698951 | 6268502-7291150
10434254 | 6268502-7292807
10433412 | 6268502-7295015
10329456 | 6268502-7295693
10433496 | 6268502-7295699
10698950 | 6268502-7295708
10698954 | 6268502-7295716
10698947 | 6268502-7295721
10433058 | 6268502-7295727
10434524 | 6268502-7295731
10698970 | 6268502-7295737
10698961 | 6268502-7295751
10699013 | 6268502-7295757
10434695 | 6268502-7295762
10435452 | 6268502-7295768
10437168 | 6268502-7296993
10341017 | 6268502-7297794
10433868 | 6268502-7298501
10699012 | 6268502-7298502
10433772 | 6268502-7298503
10471090 | 6268502-7306108
10331630 | 6268502-7307014
10439096 | 6268502-7307513
10439243 | 6268502-7307555
10698966 | 6268502-7310717
10698952 | 6268502-7310719
10698959 | 6268502-7310721
10698953 | 6268502-7310722
10699011 | 6268502-7310723
10698958 | 6268502-7310724
10439026 | 6268502-7311331
10434863 | 6268502-7312843
10437477 | 6268502-7312880
10435111 | 6268502-7313017
10435691 | 6268502-7321668
10341854 | 6268502-7325526
10438583 | 6268502-7329489
10341784 | 6268502-7333010
10342056 | 6268502-7334654
10337487 | 6268502-7335354
10341694 | 6268502-7338294
10698942 | 6268502-7339340
10698971 | 6268502-7344369
10988631 | 6268502-7345551
10497727 | 6268502-7345555
10497471 | 6268502-7345557
10699010 | 6268502-7358178
10336496 | 6268502-7359859
10698957 | 6268502-7361860
10340057 | 6268502-7364338
10341108 | 6268502-7368894
10699017 | 6268502-7368917
10698969 | 6268502-7368921
10698934 | 6268502-7368945
10698935 | 6268502-7368948
10698933 | 6268502-7368949
10698945 | 6268502-7368950
10699019 | 6268502-7368953
10698960 | 6268502-7368955
11189600 | 6268502-7370810
10698962 | 6268502-7373222
10698977 | 6268502-7381991
10698978 | 6268502-7382001
10698974 | 6268502-7382016
10698991 | 6268502-7383695
10699001 | 6268502-7383699
10526198 | 6268502-7390950
10698995 | 6268502-7390964
10698988 | 6268502-7390965
10698997 | 6268502-7390968
10698979 | 6268502-7392278
10698932 | 6268502-7392282
10698986 | 6268502-7395026
10698931 | 6268502-7397578
10796885 | 6268502-7397588
10335418 | 6268502-7398013
10334878 | 6268502-7400869
10698965 | 6268502-7404960
10335807 | 6268502-7404990
10698930 | 6268502-7405229
10785575 | 6268502-7410032
10826174 | 6268502-7410050
10945155 | 6268502-7410078
10698939 | 6268502-7412815
10698987 | 6268502-7425031
10698983 | 6268502-7425466
10699009 | 6268502-7428970
10699004 | 6268502-7430884
10699008 | 6268502-7432041
10497377 | 6268502-7459038
11188474 | 6268502-7466895
10435477 | 6268502-8077661
10436749 | 6268502-8077677
10435740 | 6268502-8077678
10331833 | 6268502-8206186
10330509 | 6268502-8215500
10330111 | 6268502-8215501
10331703 | 6268502-8231379
10331444 | 6268502-8231383
10432664 | 6268502-8240433
10496766 | 6268502-8240442
10337562 | 6268502-8240445
10339984 | 6268502-8240448
10338311 | 6268502-8283940
10335447 | 6268502-8283947
10338444 | 6268502-8283972
10341208 | 6268502-8283984
10337908 | 6268502-8283990
10339423 | 6268502-8284054
10338121 | 6268502-8284074
10338169 | 6268502-8284081
10335587 | 6268502-8284096
10338013 | 6268502-8284109
10438043 | 6269005-6802284
10435964 | 6269005-7061259
10438356 | 6269005-7085078
10332086 | 6269005-7159921
10436457 | 6269005-7195720
10340799 | 6269005-7195730
10437617 | 6269005-7196923
10331051 | 6269005-7264221
10330577 | 6269005-7266485
10331136 | 6269005-7272475
10437468 | 6269005-7273628
10437835 | 6269005-7273636
10338927 | 6269005-7275333
10339858 | 6269005-7276087
10439764 | 6269005-7280426
10332982 | 6269005-7283610
10437119 | 6269005-7284503
10433498 | 6269005-7295699
10341018 | 6269005-7297794
10341855 | 6269005-7325526
10438584 | 6269005-7329489
10341780 | 6269005-7333010
10342058 | 6269005-7334654
10337491 | 6269005-7335354
10341695 | 6269005-7338294
10340058 | 6269005-7364338
10341109 | 6269005-7368894
10796890 | 6269005-7397588
10497381 | 6269005-7459038
11188469 | 6269005-7466895
10435742 | 6269005-8077678
10432671 | 6269005-8240433
10496770 | 6269005-8240442
10337561 | 6269005-8240445
10339985 | 6269005-8240448
10338313 | 6269005-8283940
10335448 | 6269005-8283947
10338445 | 6269005-8283972
10341209 | 6269005-8283984
10339427 | 6269005-8284054
10338119 | 6269005-8284074
10338171 | 6269005-8284081
10335590 | 6269005-8284096
10338017 | 6269005-8284109
10328220 | 6269104-7082027
10988726 | 6269104-7345550
10334789 | 6269104-7373222
10451695 | 6269104-7444059
10945304 | 6269104-7465394
10438047 | 6269203-6802284
10332371 | 6269203-7011431
10328625 | 6269203-7011442
10432856 | 6269203-7011443
10435552 | 6269203-7011444
10328105 | 6269203-7011445
10436986 | 6269203-7011447
10439584 | 6269203-7017189
10435784 | 6269203-7017207
10432602 | 6269203-7017210
10328221 | 6269203-7082027
10438357 | 6269203-7085078
10438434 | 6269203-7128425
10438610 | 6269203-7128432
10438678 | 6269203-7128434
10333878 | 6269203-7142247
10440156 | 6269203-7153571
10439840 | 6269203-7153574
10338642 | 6269203-7153749
10433080 | 6269203-7153753
10439555 | 6269203-7153769
10439645 | 6269203-7153771
10778580 | 6269203-7153796
10778583 | 6269203-7153798
10340224 | 6269203-7171375
10437969 | 6269203-7171378
10341967 | 6269203-7171379
10329006 | 6269203-7171380
10330966 | 6269203-7171385
10330364 | 6269203-7171386
10336212 | 6269203-7171387
10471742 | 6269203-7171393
10438665 | 6269203-7179288
10341421 | 6269203-7185643
10333680 | 6269203-7185644
10341309 | 6269203-7185646
10340456 | 6269203-7195726
10328405 | 6269203-7211641
10525942 | 6269203-7221394
10451458 | 6269203-7221400
10513257 | 6269203-7221402
10436000 | 6269203-7228760
10439932 | 6269203-7238726
10439443 | 6269203-7268332
10339024 | 6269203-7269686
10439402 | 6269203-7273661
10437207 | 6269203-7273669
10329363 | 6269203-7277654
10328529 | 6269203-7288425
10332012 | 6269203-7291150
10437974 | 6269203-7291796
10434261 | 6269203-7292807
10433410 | 6269203-7295015
10438809 | 6269203-7295629
10329459 | 6269203-7295693
10433500 | 6269203-7295699
10330909 | 6269203-7295708
10332941 | 6269203-7295716
10330651 | 6269203-7295721
10433061 | 6269203-7295727
10434532 | 6269203-7295731
10335706 | 6269203-7295737
10336317 | 6269203-7295748
10332316 | 6269203-7295751
10438571 | 6269203-7295757
10434697 | 6269203-7295762
10435459 | 6269203-7295768
10437169 | 6269203-7296993
10434489 | 6269203-7298497
10433866 | 6269203-7298501
10434003 | 6269203-7298502
10433773 | 6269203-7298503
10471105 | 6269203-7306108
10331632 | 6269203-7307014
10439100 | 6269203-7307513
10439247 | 6269203-7307555
10471171 | 6269203-7309902
10334387 | 6269203-7310717
10332813 | 6269203-7310719
10333561 | 6269203-7310721
10334219 | 6269203-7310722
10336809 | 6269203-7310723
10333495 | 6269203-7310724
10439027 | 6269203-7311331
10434872 | 6269203-7312843
10437478 | 6269203-7312880
10435115 | 6269203-7313017
10435695 | 6269203-7321668
10436537 | 6269203-7325290
10329790 | 6269203-7339340
10497287 | 6269203-7341808
10336119 | 6269203-7344369
10988369 | 6269203-7345547
10988389 | 6269203-7345548
10988586 | 6269203-7345549
10988606 | 6269203-7345550
10988772 | 6269203-7345551
10497429 | 6269203-7345555
10497367 | 6269203-7345556
10497892 | 6269203-7345557
10944953 | 6269203-7345558
10634085 | 6269203-7345564
10634406 | 6269203-7345565
10634232 | 6269203-7345566
10634136 | 6269203-7345567
10634437 | 6269203-7345568
10988961 | 6269203-7345570
10989049 | 6269203-7345571
10438737 | 6269203-7358178
10336484 | 6269203-7359859
10335016 | 6269203-7361860
10340059 | 6269203-7364338
10337412 | 6269203-7367010
10341110 | 6269203-7368894
10338688 | 6269203-7368917
10334797 | 6269203-7368921
10339216 | 6269203-7368940
10328657 | 6269203-7368945
10329093 | 6269203-7368948
10328907 | 6269203-7368949
10330006 | 6269203-7368950
10333163 | 6269203-7368951
10331523 | 6269203-7368952
10329715 | 6269203-7368953
10332164 | 6269203-7368954
10332521 | 6269203-7368955
11188445 | 6269203-7370810
10334793 | 6269203-7373222
10336855 | 6269203-7381991
10334744 | 6269203-7382001
10339310 | 6269203-7382006
10339551 | 6269203-7382011
10450994 | 6269203-7382016
10522191 | 6269203-7383692
10526116 | 6269203-7383695
10526266 | 6269203-7383699
11187686 | 6269203-7387986
10826649 | 6269203-7388021
11187601 | 6269203-7388031
11187927 | 6269203-7388049
11187929 | 6269203-7388061
10826860 | 6269203-7388072
10785757 | 6269203-7388073
10526576 | 6269203-7390950
10527126 | 6269203-7390964
10452271 | 6269203-7390965
10452321 | 6269203-7390968
10633962 | 6269203-7392263
10526503 | 6269203-7392278
10785310 | 6269203-7392280
10785418 | 6269203-7392281
10526894 | 6269203-7392282
10826665 | 6269203-7392283
10451134 | 6269203-7395026
10826571 | 6269203-7395029
10768182 | 6269203-7395036
10897038 | 6269203-7395039
10826231 | 6269203-7397577
10526722 | 6269203-7397578
10527016 | 6269203-7397580
10797207 | 6269203-7397588
10797093 | 6269203-7397607
10335422 | 6269203-7398013
10503797 | 6269203-7400868
10334876 | 6269203-7400869
10336444 | 6269203-7404960
10335800 | 6269203-7404990
10526363 | 6269203-7405229
10988863 | 6269203-7405542
11188092 | 6269203-7405559
10785730 | 6269203-7410032
10826357 | 6269203-7410050
10945263 | 6269203-7410078
10329230 | 6269203-7412815
10451292 | 6269203-7424322
10334532 | 6269203-7425031
10337141 | 6269203-7425466
10451656 | 6269203-7428970
10451880 | 6269203-7430884
10634062 | 6269203-7431009
10451891 | 6269203-7431822
10452155 | 6269203-7432041
11188032 | 6269203-7433701
10383963 | 6269203-7437332
11188864 | 6269203-7439248
10896933 | 6269203-7440860
10451570 | 6269203-7444059
11189271 | 6269203-7455999
11189445 | 6269203-7456454
10945104 | 6269203-7465394
11189558 | 6269203-7476183
11188423 | 6269203-7500636
10435482 | 6269203-8077661
10436754 | 6269203-8077677
10435744 | 6269203-8077678
10331148 | 6269203-8206186
10330513 | 6269203-8215500
10330114 | 6269203-8215501
10336955 | 6269203-8215503
10331704 | 6269203-8231379
10331445 | 6269203-8231383
10432673 | 6269203-8240433
10496904 | 6269203-8240442
10337565 | 6269203-8240445
10339986 | 6269203-8240448
10338302 | 6269203-8283940
10335449 | 6269203-8283947
10338377 | 6269203-8283972
10341210 | 6269203-8283984
10337911 | 6269203-8283990
10339431 | 6269203-8284054
10338124 | 6269203-8284074
10338173 | 6269203-8284081
10335593 | 6269203-8284096
10338014 | 6269203-8284109
10436322 | 6269203-8305049
10438052 | 6269302-6802284
10332375 | 6269302-7011431
10328629 | 6269302-7011442
10432853 | 6269302-7011443
10435545 | 6269302-7011444
10328102 | 6269302-7011445
10436987 | 6269302-7011447
10439723 | 6269302-7017189
10435787 | 6269302-7017207
10432603 | 6269302-7017210
10438358 | 6269302-7085078
10438438 | 6269302-7128425
10438681 | 6269302-7128434
10333881 | 6269302-7142247
10440170 | 6269302-7153571
10439842 | 6269302-7153574
10338643 | 6269302-7153749
10433162 | 6269302-7153753
10439558 | 6269302-7153769
10778409 | 6269302-7153796
10778332 | 6269302-7153798
10340227 | 6269302-7171375
10437976 | 6269302-7171378
10341969 | 6269302-7171379
10329009 | 6269302-7171380
10330969 | 6269302-7171385
10330366 | 6269302-7171386
10336214 | 6269302-7171387
10471760 | 6269302-7171393
10438670 | 6269302-7179288
10341424 | 6269302-7185643
10333681 | 6269302-7185644
10341312 | 6269302-7185646
10340457 | 6269302-7195726
10328409 | 6269302-7211641
10525809 | 6269302-7221394
10451454 | 6269302-7221400
10513155 | 6269302-7221402
10436001 | 6269302-7228760
10439936 | 6269302-7238726
10439446 | 6269302-7268332
10339028 | 6269302-7269686
10439408 | 6269302-7273661
10437204 | 6269302-7273669
10329366 | 6269302-7277654
10328532 | 6269302-7288425
10332015 | 6269302-7291150
10437981 | 6269302-7291796
10434263 | 6269302-7292807
10433414 | 6269302-7295015
10438824 | 6269302-7295629
10329457 | 6269302-7295693
10433502 | 6269302-7295699
10330911 | 6269302-7295708
10332942 | 6269302-7295716
10330652 | 6269302-7295721
10433063 | 6269302-7295727
10434541 | 6269302-7295731
10335709 | 6269302-7295737
10336306 | 6269302-7295748
10332319 | 6269302-7295751
10438572 | 6269302-7295757
10434694 | 6269302-7295762
10435464 | 6269302-7295768
10437170 | 6269302-7296993
10434499 | 6269302-7298497
10433869 | 6269302-7298501
10434006 | 6269302-7298502
10433757 | 6269302-7298503
10471109 | 6269302-7306108
10439097 | 6269302-7307513
10439241 | 6269302-7307555
10334389 | 6269302-7310717
10332816 | 6269302-7310719
10333563 | 6269302-7310721
10334222 | 6269302-7310722
10336812 | 6269302-7310723
10333487 | 6269302-7310724
10439028 | 6269302-7311331
10434881 | 6269302-7312843
10437479 | 6269302-7312880
10435104 | 6269302-7313017
10435696 | 6269302-7321668
10436531 | 6269302-7325290
10329793 | 6269302-7339340
10497176 | 6269302-7341808
10336111 | 6269302-7344369
10988487 | 6269302-7345548
10988628 | 6269302-7345551
10497369 | 6269302-7345555
10497544 | 6269302-7345556
10497465 | 6269302-7345557
10634127 | 6269302-7345564
10634456 | 6269302-7345565
10634137 | 6269302-7345566
10634310 | 6269302-7345567
10634204 | 6269302-7345568
10988879 | 6269302-7345570
10988982 | 6269302-7345571
10438744 | 6269302-7358178
10336487 | 6269302-7359859
10335020 | 6269302-7361860
10340060 | 6269302-7364338
10341111 | 6269302-7368894
10338693 | 6269302-7368917
10334794 | 6269302-7368921
10339220 | 6269302-7368940
10328745 | 6269302-7368945
10329086 | 6269302-7368948
10328899 | 6269302-7368949
10330008 | 6269302-7368950
10333164 | 6269302-7368951
10331525 | 6269302-7368952
10329719 | 6269302-7368953
10332165 | 6269302-7368954
10332524 | 6269302-7368955
11189599 | 6269302-7370810
10334790 | 6269302-7373222
10336856 | 6269302-7381991
10334729 | 6269302-7382001
10339312 | 6269302-7382006
10339553 | 6269302-7382011
10339612 | 6269302-7382016
10522216 | 6269302-7383692
10525993 | 6269302-7383695
10526148 | 6269302-7383699
11189029 | 6269302-7387986
10826719 | 6269302-7388021
11187714 | 6269302-7388031
11187599 | 6269302-7388049
11187820 | 6269302-7388061
10826904 | 6269302-7388072
10785512 | 6269302-7388073
10526203 | 6269302-7390950
10526605 | 6269302-7390964
10452351 | 6269302-7390965
10452396 | 6269302-7390968
10633855 | 6269302-7392263
10526437 | 6269302-7392278
10785464 | 6269302-7392280
10785490 | 6269302-7392281
10526805 | 6269302-7392282
10826617 | 6269302-7392283
10451027 | 6269302-7395026
10826251 | 6269302-7395029
10768074 | 6269302-7395036
10826399 | 6269302-7397577
10526923 | 6269302-7397578
10526746 | 6269302-7397580
10796889 | 6269302-7397588
10796980 | 6269302-7397607
10335426 | 6269302-7398013
10503779 | 6269302-7400868
10334877 | 6269302-7400869
10336445 | 6269302-7404960
10335802 | 6269302-7404990
10527163 | 6269302-7405229
10988824 | 6269302-7405542
11189478 | 6269302-7405559
10785573 | 6269302-7410032
10945154 | 6269302-7410078
10329232 | 6269302-7412815
10451162 | 6269302-7424322
10334536 | 6269302-7425031
10337142 | 6269302-7425466
10451489 | 6269302-7428970
10451678 | 6269302-7430884
10452105 | 6269302-7431822
10451929 | 6269302-7432041
11188127 | 6269302-7433701
10383899 | 6269302-7437332
11188495 | 6269302-7439248
10896862 | 6269302-7440860
10451697 | 6269302-7444059
11188890 | 6269302-7455999
11189297 | 6269302-7456454
10945305 | 6269302-7465394
11189166 | 6269302-7476183
11188402 | 6269302-7500636
10435486 | 6269302-8077661
10436762 | 6269302-8077677
10435745 | 6269302-8077678
10331146 | 6269302-8206186
10330502 | 6269302-8215500
10330118 | 6269302-8215501
10331705 | 6269302-8231379
10331414 | 6269302-8231383
10432676 | 6269302-8240433
10496763 | 6269302-8240442
10337559 | 6269302-8240445
10339987 | 6269302-8240448
10699021 | 6269302-8283940
10335450 | 6269302-8283947
10338376 | 6269302-8283972
10341211 | 6269302-8283984
10698976 | 6269302-8283990
10339420 | 6269302-8284054
10338120 | 6269302-8284074
10338176 | 6269302-8284081
10335596 | 6269302-8284096
10338018 | 6269302-8284109
10435966 | 6271001-7061259
10341856 | 6271001-7325526
10435968 | 6271100-7061259
10341857 | 6271100-7325526
10435969 | 6271209-7061259
10341858 | 6271209-7325526
10337415 | 6273700-7367010
10435785 | 6273809-7017207
10432607 | 6273809-7017210
10439844 | 6273809-7153574
10438672 | 6273809-7179288
10434267 | 6273809-7292807
10434550 | 6273809-7295731
10438573 | 6273809-7295757
10433758 | 6273809-7298503
10439101 | 6273809-7307513
10435108 | 6273809-7313017
10497412 | 6273809-7345555
10497924 | 6273809-7345557
10335018 | 6273809-7361860
11188442 | 6273809-7370810
10334791 | 6273809-7373222
10336857 | 6273809-7381991
10334732 | 6273809-7382001
10339314 | 6273809-7382006
10339552 | 6273809-7382011
10450993 | 6273809-7382016
11187737 | 6273809-7387986
10826645 | 6273809-7388021
11187454 | 6273809-7388031
11187926 | 6273809-7388049
11187930 | 6273809-7388061
10826876 | 6273809-7388072
10785755 | 6273809-7388073
10526581 | 6273809-7390950
10452318 | 6273809-7390968
10797111 | 6273809-7397607
11188089 | 6273809-7405559
10331706 | 6273809-8231379
10432679 | 6273809-8240433
10339988 | 6273809-8240448
10337494 | 6273908-7335354
10438056 | 6274005-6802284
10332372 | 6274005-7011431
10328632 | 6274005-7011442
10432863 | 6274005-7011443
10435548 | 6274005-7011444
10328106 | 6274005-7011445
10436988 | 6274005-7011447
10439586 | 6274005-7017189
10435788 | 6274005-7017207
10432610 | 6274005-7017210
10328222 | 6274005-7082027
10438359 | 6274005-7085078
10438428 | 6274005-7128425
10438682 | 6274005-7128434
10333883 | 6274005-7142247
10440193 | 6274005-7153571
10439847 | 6274005-7153574
10338644 | 6274005-7153749
10433083 | 6274005-7153753
10439571 | 6274005-7153769
10439642 | 6274005-7153771
10778579 | 6274005-7153796
10778563 | 6274005-7153798
10340229 | 6274005-7171375
10437980 | 6274005-7171378
10341971 | 6274005-7171379
10329010 | 6274005-7171380
10330369 | 6274005-7171386
10336216 | 6274005-7171387
10471747 | 6274005-7171393
10438675 | 6274005-7179288
10341427 | 6274005-7185643
10333682 | 6274005-7185644
10341314 | 6274005-7185646
10340458 | 6274005-7195726
10328413 | 6274005-7211641
10513256 | 6274005-7221402
10439934 | 6274005-7238726
10439449 | 6274005-7268332
10339025 | 6274005-7269686
10439413 | 6274005-7273661
10437208 | 6274005-7273669
10328535 | 6274005-7288425
10434214 | 6274005-7292807
10433416 | 6274005-7295015
10433504 | 6274005-7295699
10433067 | 6274005-7295727
10434527 | 6274005-7295731
10434696 | 6274005-7295762
10435470 | 6274005-7295768
10437171 | 6274005-7296993
10433870 | 6274005-7298501
10433760 | 6274005-7298503
10471119 | 6274005-7306108
10331641 | 6274005-7307014
10439102 | 6274005-7307513
10439244 | 6274005-7307555
10439029 | 6274005-7311331
10434888 | 6274005-7312843
10437481 | 6274005-7312880
10435105 | 6274005-7313017
10435692 | 6274005-7321668
10988771 | 6274005-7345551
10497421 | 6274005-7345555
10497931 | 6274005-7345557
10336491 | 6274005-7359859
10340061 | 6274005-7364338
10341112 | 6274005-7368894
10797205 | 6274005-7397588
10335425 | 6274005-7398013
10334880 | 6274005-7400869
10335804 | 6274005-7404990
10785738 | 6274005-7410032
10826391 | 6274005-7410050
10435434 | 6274005-8077661
10436770 | 6274005-8077677
10435747 | 6274005-8077678
10331147 | 6274005-8206186
10330506 | 6274005-8215500
10330122 | 6274005-8215501
10331707 | 6274005-8231379
10331413 | 6274005-8231383
10432686 | 6274005-8240433
10496899 | 6274005-8240442
10337564 | 6274005-8240445
10339989 | 6274005-8240448
10338304 | 6274005-8283940
10335451 | 6274005-8283947
10338378 | 6274005-8283972
10341212 | 6274005-8283984
10337914 | 6274005-8283990
10339421 | 6274005-8284054
10338122 | 6274005-8284074
10338170 | 6274005-8284081
10335588 | 6274005-8284096
10338015 | 6274005-8284109
10337418 | 6275002-7367010
10435786 | 6275101-7017207
10432619 | 6275101-7017210
10439834 | 6275101-7153574
10438677 | 6275101-7179288
10434223 | 6275101-7292807
10434536 | 6275101-7295731
10433761 | 6275101-7298503
10439107 | 6275101-7307513
10435109 | 6275101-7313017
10341859 | 6275101-7325526
10341782 | 6275101-7333010
10337485 | 6275101-7335354
10341697 | 6275101-7338294
10497442 | 6275101-7345555
10497859 | 6275101-7345557
10335022 | 6275101-7361860
11188443 | 6275101-7370810
10526570 | 6275101-7390950
10452319 | 6275101-7390968
10331708 | 6275101-8231379
10331415 | 6275101-8231383
10438060 | 6275309-6802284
10332376 | 6275309-7011431
10328609 | 6275309-7011442
10432868 | 6275309-7011443
10435553 | 6275309-7011444
10328103 | 6275309-7011445
10436989 | 6275309-7011447
10439587 | 6275309-7017189
10435789 | 6275309-7017207
10432627 | 6275309-7017210
10328223 | 6275309-7082027
10438353 | 6275309-7085078
10438432 | 6275309-7128425
10438685 | 6275309-7128434
10333885 | 6275309-7142247
10440153 | 6275309-7153571
10439835 | 6275309-7153574
10338645 | 6275309-7153749
10433086 | 6275309-7153753
10439573 | 6275309-7153769
10439647 | 6275309-7153771
10778576 | 6275309-7153796
10778567 | 6275309-7153798
10340348 | 6275309-7171375
10437983 | 6275309-7171378
10341968 | 6275309-7171379
10329013 | 6275309-7171380
10330367 | 6275309-7171386
10336218 | 6275309-7171387
10471757 | 6275309-7171393
10438680 | 6275309-7179288
10341419 | 6275309-7185643
10333683 | 6275309-7185644
10341308 | 6275309-7185646
10340459 | 6275309-7195726
10328414 | 6275309-7211641
10513258 | 6275309-7221402
10439938 | 6275309-7238726
10439452 | 6275309-7268332
10339029 | 6275309-7269686
10439400 | 6275309-7273661
10437205 | 6275309-7273669
10328538 | 6275309-7288425
10434236 | 6275309-7292807
10433422 | 6275309-7295015
10433506 | 6275309-7295699
10433078 | 6275309-7295727
10434544 | 6275309-7295731
10434698 | 6275309-7295762
10435455 | 6275309-7295768
10437172 | 6275309-7296993
10433871 | 6275309-7298501
10433762 | 6275309-7298503
10471127 | 6275309-7306108
10331642 | 6275309-7307014
10439103 | 6275309-7307513
10439248 | 6275309-7307555
10439030 | 6275309-7311331
10434891 | 6275309-7312843
10437480 | 6275309-7312880
10435112 | 6275309-7313017
10435702 | 6275309-7321668
10988775 | 6275309-7345551
10497424 | 6275309-7345555
10497869 | 6275309-7345557
10336497 | 6275309-7359859
10340062 | 6275309-7364338
10341113 | 6275309-7368894
10797204 | 6275309-7397588
10335428 | 6275309-7398013
10334879 | 6275309-7400869
10335806 | 6275309-7404990
10785725 | 6275309-7410032
10826355 | 6275309-7410050
10435437 | 6275309-8077661
10436778 | 6275309-8077677
10435749 | 6275309-8077678
10331149 | 6275309-8206186
10330510 | 6275309-8215500
10330110 | 6275309-8215501
10331709 | 6275309-8231379
10331416 | 6275309-8231383
10432681 | 6275309-8240433
10496900 | 6275309-8240442
10337560 | 6275309-8240445
10339990 | 6275309-8240448
10338306 | 6275309-8283940
10335453 | 6275309-8283947
10338379 | 6275309-8283972
10341213 | 6275309-8283984
10337916 | 6275309-8283990
10339425 | 6275309-8284054
10338123 | 6275309-8284074
10338172 | 6275309-8284081
10335592 | 6275309-8284096
10338019 | 6275309-8284109
10341019 | 6277107-7297794
10341860 | 6277107-7325526
10337486 | 6277107-7335354
10332090 | 6277206-7159921
10436455 | 6277206-7195720
10340800 | 6277206-7195730
10341020 | 6277206-7297794
10341861 | 6277206-7325526
10337492 | 6277206-7335354
10331150 | 6277206-8206186
10331710 | 6277206-8231379
10435971 | 6277305-7061259
10332078 | 6277305-7159921
10436459 | 6277305-7195720
10340801 | 6277305-7195730
10437621 | 6277305-7196923
10437664 | 6277305-7209287
10331052 | 6277305-7264221
10330578 | 6277305-7266485
10331138 | 6277305-7272475
10437469 | 6277305-7273628
10440291 | 6277305-7273636
10338931 | 6277305-7275333
10339860 | 6277305-7276087
10439767 | 6277305-7280426
10333038 | 6277305-7283610
10437122 | 6277305-7284503
10341021 | 6277305-7297794
10341862 | 6277305-7325526
10438585 | 6277305-7329489
10341785 | 6277305-7333010
10342062 | 6277305-7334654
10337497 | 6277305-7335354
10341699 | 6277305-7338294
10497880 | 6277305-7459038
11188379 | 6277305-7466895
10435973 | 6277404-7061259
10332082 | 6277404-7159921
10436462 | 6277404-7195720
10340802 | 6277404-7195730
10437619 | 6277404-7196923
10331053 | 6277404-7264221
10330579 | 6277404-7266485
10331140 | 6277404-7272475
10437471 | 6277404-7273628
10440293 | 6277404-7273636
10338938 | 6277404-7275333
10339861 | 6277404-7276087
10439770 | 6277404-7280426
10333039 | 6277404-7283610
10437124 | 6277404-7284503
10341022 | 6277404-7297794
10341863 | 6277404-7325526
10438586 | 6277404-7329489
10341788 | 6277404-7333010
10342059 | 6277404-7334654
10337498 | 6277404-7335354
10341701 | 6277404-7338294
10497898 | 6277404-7459038
11188382 | 6277404-7466895
10435962 | 6277503-7061259
10332085 | 6277503-7159921
10436463 | 6277503-7195720
10340803 | 6277503-7195730
10437669 | 6277503-7209287
10331054 | 6277503-7264221
10330580 | 6277503-7266485
10331142 | 6277503-7272475
10439991 | 6277503-7273628
10440292 | 6277503-7273636
10338940 | 6277503-7275333
10339863 | 6277503-7276087
10439772 | 6277503-7280426
10333040 | 6277503-7283610
10439174 | 6277503-7284503
10341023 | 6277503-7297794
10341864 | 6277503-7325526
10438587 | 6277503-7329489
10341783 | 6277503-7333010
10342063 | 6277503-7334654
10337504 | 6277503-7335354
10341696 | 6277503-7338294
10497927 | 6277503-7459038
11188473 | 6277503-7466895
10439588 | 6279509-7017189
10435791 | 6279509-7017207
10432614 | 6279509-7017210
10440164 | 6279509-7153571
10439837 | 6279509-7153574
10438687 | 6279509-7179288
10328418 | 6279509-7211641
10525810 | 6279509-7221394
10513144 | 6279509-7221402
10339032 | 6279509-7269686
10332018 | 6279509-7291150
10437922 | 6279509-7291796
10434249 | 6279509-7292807
10433418 | 6279509-7295015
10438804 | 6279509-7295629
10329458 | 6279509-7295693
10330913 | 6279509-7295708
10332943 | 6279509-7295716
10330653 | 6279509-7295721
10433082 | 6279509-7295727
10434552 | 6279509-7295731
10335712 | 6279509-7295737
10436174 | 6279509-7295757
10433872 | 6279509-7298501
10434010 | 6279509-7298502
10433765 | 6279509-7298503
10471134 | 6279509-7306108
10439252 | 6279509-7307555
10334391 | 6279509-7310717
10435116 | 6279509-7313017
10436535 | 6279509-7325290
10336114 | 6279509-7344369
10497484 | 6279509-7345557
10438764 | 6279509-7358178
10335019 | 6279509-7361860
10338696 | 6279509-7368917
10334800 | 6279509-7368921
10339224 | 6279509-7368940
10328659 | 6279509-7368945
10329090 | 6279509-7368948
10328902 | 6279509-7368949
10330010 | 6279509-7368950
10331527 | 6279509-7368952
10329716 | 6279509-7368953
10332516 | 6279509-7368955
10334796 | 6279509-7373222
10336858 | 6279509-7381991
10334734 | 6279509-7382001
10339316 | 6279509-7382006
10339554 | 6279509-7382011
10339616 | 6279509-7382016
10522222 | 6279509-7383692
10525994 | 6279509-7383695
10526132 | 6279509-7383699
11189019 | 6279509-7387986
10826713 | 6279509-7388021
11187709 | 6279509-7388031
11187589 | 6279509-7388049
11187738 | 6279509-7388061
10826902 | 6279509-7388072
10526196 | 6279509-7390950
10526600 | 6279509-7390964
10452338 | 6279509-7390965
10452393 | 6279509-7390968
10633851 | 6279509-7392263
10526401 | 6279509-7392278
10785271 | 6279509-7392280
10785378 | 6279509-7392281
10526802 | 6279509-7392282
10826607 | 6279509-7392283
10785764 | 6279509-7395026
10826247 | 6279509-7395029
10768075 | 6279509-7395036
10897075 | 6279509-7395039
10826365 | 6279509-7397578
10796979 | 6279509-7397607
10527157 | 6279509-7405229
10329235 | 6279509-7412815
10451158 | 6279509-7424322
10452099 | 6279509-7431822
10451924 | 6279509-7432041
11188126 | 6279509-7433701
11188493 | 6279509-7439248
10451696 | 6279509-7444059
11188896 | 6279509-7455999
10945302 | 6279509-7465394
10436789 | 6279509-8077677
10330514 | 6279509-8215500
10330115 | 6279509-8215501
10331417 | 6279509-8231383
10338380 | 6279509-8283972
10438063 | 6279608-6802284
10435794 | 6279608-7017207
10432884 | 6279608-7017210
10438362 | 6279608-7085078
10333936 | 6279608-7142247
10439839 | 6279608-7153574
10438683 | 6279608-7179288
10340460 | 6279608-7195726
10434295 | 6279608-7292807
10434530 | 6279608-7295731
10433769 | 6279608-7298503
10439106 | 6279608-7307513
10435113 | 6279608-7313017
10497446 | 6279608-7345555
10497881 | 6279608-7345557
10335023 | 6279608-7361860
11188444 | 6279608-7370810
10526573 | 6279608-7390950
10452320 | 6279608-7390968
10436759 | 6279608-8077677
10331711 | 6279608-8231379
10432694 | 6279608-8240433
10496903 | 6279608-8240442
10337563 | 6279608-8240445
10338308 | 6279608-8283940
10335452 | 6279608-8283947
10338381 | 6279608-8283972
10341214 | 6279608-8283984
10337919 | 6279608-8283990
10339429 | 6279608-8284054
10338125 | 6279608-8284074
10338174 | 6279608-8284081
10335595 | 6279608-8284096
10338021 | 6279608-8284109
10438065 | 6279707-6802284
10332373 | 6279707-7011431
10328612 | 6279707-7011442
10432876 | 6279707-7011443
10435555 | 6279707-7011444
10328107 | 6279707-7011445
10436990 | 6279707-7011447
10439589 | 6279707-7017189
10435793 | 6279707-7017207
10432624 | 6279707-7017210
10328224 | 6279707-7082027
10438364 | 6279707-7085078
10438436 | 6279707-7128425
10438611 | 6279707-7128432
10438689 | 6279707-7128434
10333940 | 6279707-7142247
10440178 | 6279707-7153571
10439841 | 6279707-7153574
10340546 | 6279707-7153749
10433091 | 6279707-7153753
10439572 | 6279707-7153769
10439655 | 6279707-7153771
10778403 | 6279707-7153796
10778335 | 6279707-7153798
10340347 | 6279707-7171375
10437987 | 6279707-7171378
10341970 | 6279707-7171379
10329011 | 6279707-7171380
10330967 | 6279707-7171385
10330368 | 6279707-7171386
10336220 | 6279707-7171387
10471764 | 6279707-7171393
10438693 | 6279707-7179288
10341422 | 6279707-7185643
10333684 | 6279707-7185644
10341311 | 6279707-7185646
10340461 | 6279707-7195726
10328422 | 6279707-7211641
10525811 | 6279707-7221394
10451248 | 6279707-7221400
10513149 | 6279707-7221402
10436002 | 6279707-7228760
10439939 | 6279707-7238726
10439455 | 6279707-7268332
10339035 | 6279707-7269686
10439406 | 6279707-7273661
10437209 | 6279707-7273669
10329367 | 6279707-7277654
10328541 | 6279707-7288425
10332021 | 6279707-7291150
10437924 | 6279707-7291796
10434297 | 6279707-7292807
10433420 | 6279707-7295015
10438817 | 6279707-7295629
10329461 | 6279707-7295693
10433508 | 6279707-7295699
10330906 | 6279707-7295708
10332886 | 6279707-7295716
10330654 | 6279707-7295721
10433084 | 6279707-7295727
10434539 | 6279707-7295731
10335716 | 6279707-7295737
10336308 | 6279707-7295748
10332322 | 6279707-7295751
10436344 | 6279707-7295757
10434700 | 6279707-7295762
10435457 | 6279707-7295768
10437173 | 6279707-7296993
10434503 | 6279707-7298497
10433873 | 6279707-7298501
10434016 | 6279707-7298502
10434405 | 6279707-7298503
10471113 | 6279707-7306108
10331643 | 6279707-7307014
10439104 | 6279707-7307513
10439245 | 6279707-7307555
10471178 | 6279707-7309902
10334393 | 6279707-7310717
10332819 | 6279707-7310719
10333643 | 6279707-7310721
10334220 | 6279707-7310722
10336815 | 6279707-7310723
10333490 | 6279707-7310724
10439032 | 6279707-7311331
10434851 | 6279707-7312843
10437482 | 6279707-7312880
10435117 | 6279707-7313017
10435699 | 6279707-7321668
10436538 | 6279707-7325290
10329795 | 6279707-7339340
10497195 | 6279707-7341808
10336117 | 6279707-7344369
10988485 | 6279707-7345548
10988404 | 6279707-7345549
10988723 | 6279707-7345550
10988630 | 6279707-7345551
10497366 | 6279707-7345555
10497533 | 6279707-7345556
10497455 | 6279707-7345557
10944984 | 6279707-7345558
10634109 | 6279707-7345564
10634454 | 6279707-7345565
10634155 | 6279707-7345566
10634302 | 6279707-7345567
10634195 | 6279707-7345568
10988877 | 6279707-7345570
10988979 | 6279707-7345571
10438740 | 6279707-7358178
10336483 | 6279707-7359859
10335027 | 6279707-7361860
10340063 | 6279707-7364338
10337421 | 6279707-7367010
10341114 | 6279707-7368894
10338689 | 6279707-7368917
10334792 | 6279707-7368921
10339228 | 6279707-7368940
10328658 | 6279707-7368945
10329094 | 6279707-7368948
10328905 | 6279707-7368949
10330012 | 6279707-7368950
10333165 | 6279707-7368951
10331529 | 6279707-7368952
10329718 | 6279707-7368953
10332168 | 6279707-7368954
10332520 | 6279707-7368955
11189597 | 6279707-7370810
10334804 | 6279707-7373222
10336859 | 6279707-7381991
10334737 | 6279707-7382001
10339318 | 6279707-7382006
10339556 | 6279707-7382011
10339610 | 6279707-7382016
10522226 | 6279707-7383692
10525992 | 6279707-7383695
10526145 | 6279707-7383699
11189025 | 6279707-7387986
10826716 | 6279707-7388021
11187713 | 6279707-7388031
11187594 | 6279707-7388049
11187826 | 6279707-7388061
10826903 | 6279707-7388072
10785706 | 6279707-7388073
10526195 | 6279707-7390950
10526603 | 6279707-7390964
10452340 | 6279707-7390965
10452394 | 6279707-7390968
10633853 | 6279707-7392263
10526404 | 6279707-7392278
10785276 | 6279707-7392280
10785407 | 6279707-7392281
10526803 | 6279707-7392282
10826611 | 6279707-7392283
10451026 | 6279707-7395026
10826248 | 6279707-7395029
10768071 | 6279707-7395036
10896985 | 6279707-7395039
10826439 | 6279707-7397577
10526920 | 6279707-7397578
10526755 | 6279707-7397580
10796886 | 6279707-7397588
10796983 | 6279707-7397607
10335431 | 6279707-7398013
10503768 | 6279707-7400868
10334882 | 6279707-7400869
10336433 | 6279707-7404960
10335809 | 6279707-7404990
10527160 | 6279707-7405229
10988828 | 6279707-7405542
11189480 | 6279707-7405559
10785550 | 6279707-7410032
10826176 | 6279707-7410050
10945152 | 6279707-7410078
10329228 | 6279707-7412815
10451160 | 6279707-7424322
10334538 | 6279707-7425031
10337143 | 6279707-7425466
10451488 | 6279707-7428970
10451677 | 6279707-7430884
10634048 | 6279707-7431009
10452090 | 6279707-7431822
10451927 | 6279707-7432041
11188123 | 6279707-7433701
10383898 | 6279707-7437332
11188488 | 6279707-7439248
10896859 | 6279707-7440860
10451699 | 6279707-7444059
11188889 | 6279707-7455999
11189294 | 6279707-7456454
10945303 | 6279707-7465394
11189216 | 6279707-7476183
11188396 | 6279707-7500636
10435444 | 6279707-8077661
10436768 | 6279707-8077677
10434135 | 6279707-8077678
10331151 | 6279707-8206186
10330504 | 6279707-8215500
10330119 | 6279707-8215501
10336956 | 6279707-8215503
10331712 | 6279707-8231379
10331418 | 6279707-8231383
10432691 | 6279707-8240433
10496759 | 6279707-8240442
10337566 | 6279707-8240445
10339991 | 6279707-8240448
10338310 | 6279707-8283940
10335455 | 6279707-8283947
10338382 | 6279707-8283972
10341215 | 6279707-8283984
10337897 | 6279707-8283990
10339433 | 6279707-8284054
10338129 | 6279707-8284074
10338175 | 6279707-8284081
10335598 | 6279707-8284096
10338025 | 6279707-8284109
10436323 | 6279707-8305049
10438146 | 6279806-6802284
10332377 | 6279806-7011431
10328615 | 6279806-7011442
10432862 | 6279806-7011443
10436753 | 6279806-7011444
10328111 | 6279806-7011445
10436991 | 6279806-7011447
10439590 | 6279806-7017189
10435797 | 6279806-7017207
10432648 | 6279806-7017210
10328227 | 6279806-7082027
10438366 | 6279806-7085078
10438440 | 6279806-7128425
10438691 | 6279806-7128434
10333880 | 6279806-7142247
10440197 | 6279806-7153571
10439843 | 6279806-7153574
10340547 | 6279806-7153749
10433088 | 6279806-7153753
10439543 | 6279806-7153769
10439650 | 6279806-7153771
10778398 | 6279806-7153796
10778331 | 6279806-7153798
10340346 | 6279806-7171375
10437990 | 6279806-7171378
10341972 | 6279806-7171379
10329014 | 6279806-7171380
10330970 | 6279806-7171385
10330370 | 6279806-7171386
10336222 | 6279806-7171387
10471766 | 6279806-7171393
10438695 | 6279806-7179288
10341425 | 6279806-7185643
10333685 | 6279806-7185644
10341316 | 6279806-7185646
10340462 | 6279806-7195726
10328426 | 6279806-7211641
10525813 | 6279806-7221394
10451253 | 6279806-7221400
10513157 | 6279806-7221402
10436003 | 6279806-7228760
10439943 | 6279806-7238726
10439457 | 6279806-7268332
10339026 | 6279806-7269686
10439412 | 6279806-7273661
10437210 | 6279806-7273669
10329369 | 6279806-7277654
11187330 | 6279806-7283610
10328543 | 6279806-7288425
10332022 | 6279806-7291150
10437926 | 6279806-7291796
10434299 | 6279806-7292807
10433424 | 6279806-7295015
10438834 | 6279806-7295629
10329460 | 6279806-7295693
10433510 | 6279806-7295699
10330908 | 6279806-7295708
10332887 | 6279806-7295716
10330655 | 6279806-7295721
10433087 | 6279806-7295727
10434547 | 6279806-7295731
10335707 | 6279806-7295737
10336310 | 6279806-7295748
10332325 | 6279806-7295751
10436175 | 6279806-7295757
10434702 | 6279806-7295762
10435462 | 6279806-7295768
10436757 | 6279806-7296993
10434512 | 6279806-7298497
10433574 | 6279806-7298501
10434019 | 6279806-7298502
10434409 | 6279806-7298503
10471123 | 6279806-7306108
10439108 | 6279806-7307513
10439250 | 6279806-7307555
10334394 | 6279806-7310717
10332822 | 6279806-7310719
10333644 | 6279806-7310721
10334223 | 6279806-7310722
10336818 | 6279806-7310723
10333493 | 6279806-7310724
10439034 | 6279806-7311331
10434857 | 6279806-7312843
10437483 | 6279806-7312880
10435118 | 6279806-7313017
10435706 | 6279806-7321668
10436542 | 6279806-7325290
10329798 | 6279806-7339340
10497189 | 6279806-7341808
10336120 | 6279806-7344369
10988486 | 6279806-7345548
10988402 | 6279806-7345549
10988677 | 6279806-7345550
10988627 | 6279806-7345551
10497329 | 6279806-7345555
10497575 | 6279806-7345556
10497473 | 6279806-7345557
10944987 | 6279806-7345558
10634142 | 6279806-7345564
10634453 | 6279806-7345565
10634147 | 6279806-7345566
10634321 | 6279806-7345567
10634189 | 6279806-7345568
10988878 | 6279806-7345570
10988977 | 6279806-7345571
10438767 | 6279806-7358178
10336488 | 6279806-7359859
10335024 | 6279806-7361860
10340064 | 6279806-7364338
10341115 | 6279806-7368894
10338699 | 6279806-7368917
10334799 | 6279806-7368921
10339225 | 6279806-7368940
10328660 | 6279806-7368945
10329098 | 6279806-7368948
10328908 | 6279806-7368949
10330014 | 6279806-7368950
10333166 | 6279806-7368951
10331516 | 6279806-7368952
10329717 | 6279806-7368953
10332166 | 6279806-7368954
10332526 | 6279806-7368955
11189580 | 6279806-7370810
10334795 | 6279806-7373222
10336860 | 6279806-7381991
10334738 | 6279806-7382001
10339320 | 6279806-7382006
10339555 | 6279806-7382011
10339614 | 6279806-7382016
10522218 | 6279806-7383692
10525991 | 6279806-7383695
10526129 | 6279806-7383699
11189014 | 6279806-7387986
10826725 | 6279806-7388021
11187731 | 6279806-7388031
11187500 | 6279806-7388049
11187739 | 6279806-7388061
10826900 | 6279806-7388072
10785704 | 6279806-7388073
10526187 | 6279806-7390950
10526597 | 6279806-7390964
10452337 | 6279806-7390965
10452392 | 6279806-7390968
10633849 | 6279806-7392263
10526397 | 6279806-7392278
10785266 | 6279806-7392280
10785376 | 6279806-7392281
10526800 | 6279806-7392282
10826603 | 6279806-7392283
10451025 | 6279806-7395026
10826246 | 6279806-7395029
10768072 | 6279806-7395036
10897068 | 6279806-7395039
10826437 | 6279806-7397577
10526918 | 6279806-7397578
10526751 | 6279806-7397580
10796884 | 6279806-7397588
10796982 | 6279806-7397607
10335434 | 6279806-7398013
10503763 | 6279806-7400868
10334881 | 6279806-7400869
10336436 | 6279806-7404960
10335811 | 6279806-7404990
10527164 | 6279806-7405229
10988825 | 6279806-7405542
11189479 | 6279806-7405559
10785547 | 6279806-7410032
10826173 | 6279806-7410050
10945151 | 6279806-7410078
10329238 | 6279806-7412815
10451156 | 6279806-7424322
10334531 | 6279806-7425031
10337144 | 6279806-7425466
10451486 | 6279806-7428970
10451676 | 6279806-7430884
10452087 | 6279806-7431822
10451923 | 6279806-7432041
11188122 | 6279806-7433701
10383897 | 6279806-7437332
11188486 | 6279806-7439248
10896860 | 6279806-7440860
10451693 | 6279806-7444059
11188888 | 6279806-7455999
11189331 | 6279806-7456454
10945301 | 6279806-7465394
11189165 | 6279806-7476183
11188390 | 6279806-7500636
10435450 | 6279806-8077661
10436775 | 6279806-8077677
10434137 | 6279806-8077678
10331152 | 6279806-8206186
10330508 | 6279806-8215500
10330123 | 6279806-8215501
10331713 | 6279806-8231379
10331419 | 6279806-8231383
10432700 | 6279806-8240433
10496762 | 6279806-8240442
10337572 | 6279806-8240445
10339992 | 6279806-8240448
10338312 | 6279806-8283940
10335454 | 6279806-8283947
10338384 | 6279806-8283972
10341216 | 6279806-8283984
10337899 | 6279806-8283990
10339424 | 6279806-8284054
10338126 | 6279806-8284074
10338178 | 6279806-8284081
10335594 | 6279806-8284096
10338028 | 6279806-8284109
10438069 | 6280804-6802284
10435792 | 6280804-7017207
10432630 | 6280804-7017210
10438368 | 6280804-7085078
10333934 | 6280804-7142247
10439845 | 6280804-7153574
10438703 | 6280804-7179288
10340463 | 6280804-7195726
10434301 | 6280804-7292807
10434555 | 6280804-7295731
10434413 | 6280804-7298503
10439105 | 6280804-7307513
10435122 | 6280804-7313017
10497439 | 6280804-7345555
10497911 | 6280804-7345557
10335028 | 6280804-7361860
11188446 | 6280804-7370810
10526575 | 6280804-7390950
10452323 | 6280804-7390968
10436786 | 6280804-8077677
10331714 | 6280804-8231379
10432723 | 6280804-8240433
10496905 | 6280804-8240442
10337568 | 6280804-8240445
10338314 | 6280804-8283940
10335458 | 6280804-8283947
10338383 | 6280804-8283972
10341217 | 6280804-8283984
10337900 | 6280804-8283990
10339428 | 6280804-8284054
10338127 | 6280804-8284074
10338177 | 6280804-8284081
10335597 | 6280804-8284096
10338032 | 6280804-8284109
10438073 | 6280903-6802284
10332378 | 6280903-7011431
10328618 | 6280903-7011442
10436755 | 6280903-7011444
10328115 | 6280903-7011445
10436992 | 6280903-7011447
10439591 | 6280903-7017189
10435795 | 6280903-7017207
10432637 | 6280903-7017210
10328225 | 6280903-7082027
10438369 | 6280903-7085078
10438431 | 6280903-7128425
10438697 | 6280903-7128434
10440199 | 6280903-7153571
10439846 | 6280903-7153574
10340548 | 6280903-7153749
10433092 | 6280903-7153753
10439545 | 6280903-7153769
10778399 | 6280903-7153796
10778333 | 6280903-7153798
10340349 | 6280903-7171375
10437994 | 6280903-7171378
10341974 | 6280903-7171379
10329012 | 6280903-7171380
10330971 | 6280903-7171385
10330372 | 6280903-7171386
10336224 | 6280903-7171387
10471768 | 6280903-7171393
10438711 | 6280903-7179288
10341428 | 6280903-7185643
10333687 | 6280903-7185644
10341319 | 6280903-7185646
10340464 | 6280903-7195726
10328415 | 6280903-7211641
10525814 | 6280903-7221394
10451254 | 6280903-7221400
10513151 | 6280903-7221402
10439438 | 6280903-7268332
10339030 | 6280903-7269686
10439419 | 6280903-7273661
10437214 | 6280903-7273669
10329368 | 6280903-7277654
10328545 | 6280903-7288425
10332025 | 6280903-7291150
10437928 | 6280903-7291796
10434216 | 6280903-7292807
10433427 | 6280903-7295015
10438852 | 6280903-7295629
10329463 | 6280903-7295693
10433497 | 6280903-7295699
10330910 | 6280903-7295708
10332888 | 6280903-7295716
10330656 | 6280903-7295721
10433090 | 6280903-7295727
10434563 | 6280903-7295731
10335711 | 6280903-7295737
10336312 | 6280903-7295748
10332324 | 6280903-7295751
10436176 | 6280903-7295757
10434704 | 6280903-7295762
10435468 | 6280903-7295768
10436760 | 6280903-7296993
10434519 | 6280903-7298497
10433575 | 6280903-7298501
10434009 | 6280903-7298502
10434416 | 6280903-7298503
10471129 | 6280903-7306108
10331644 | 6280903-7307014
10439109 | 6280903-7307513
10334396 | 6280903-7310717
10332825 | 6280903-7310719
10333565 | 6280903-7310721
10334226 | 6280903-7310722
10336821 | 6280903-7310723
10333496 | 6280903-7310724
10439035 | 6280903-7311331
10434865 | 6280903-7312843
10435126 | 6280903-7313017
10435704 | 6280903-7321668
10436546 | 6280903-7325290
10329801 | 6280903-7339340
10497182 | 6280903-7341808
10336112 | 6280903-7344369
10988488 | 6280903-7345548
10988405 | 6280903-7345549
10988731 | 6280903-7345550
10988637 | 6280903-7345551
10497373 | 6280903-7345555
10497557 | 6280903-7345556
10497479 | 6280903-7345557
10944991 | 6280903-7345558
10634131 | 6280903-7345564
10634459 | 6280903-7345565
10634144 | 6280903-7345566
10634315 | 6280903-7345567
10634218 | 6280903-7345568
10988881 | 6280903-7345570
10988980 | 6280903-7345571
10438754 | 6280903-7358178
10336492 | 6280903-7359859
10335026 | 6280903-7361860
10340065 | 6280903-7364338
10341116 | 6280903-7368894
10338695 | 6280903-7368917
10334798 | 6280903-7368921
10339229 | 6280903-7368940
10328661 | 6280903-7368945
10329102 | 6280903-7368948
10328909 | 6280903-7368949
10330016 | 6280903-7368950
10333167 | 6280903-7368951
10331518 | 6280903-7368952
10329720 | 6280903-7368953
10332169 | 6280903-7368954
10332528 | 6280903-7368955
11189601 | 6280903-7370810
10334803 | 6280903-7373222
10336861 | 6280903-7381991
10334741 | 6280903-7382001
10339322 | 6280903-7382006
10339557 | 6280903-7382011
10339617 | 6280903-7382016
10522220 | 6280903-7383692
10525995 | 6280903-7383695
10526151 | 6280903-7383699
11189017 | 6280903-7387986
10826723 | 6280903-7388021
11187715 | 6280903-7388031
11187603 | 6280903-7388049
11187741 | 6280903-7388061
10826905 | 6280903-7388072
10785513 | 6280903-7388073
10526201 | 6280903-7390950
10526608 | 6280903-7390964
10452350 | 6280903-7390965
10452395 | 6280903-7390968
10633857 | 6280903-7392263
10526398 | 6280903-7392278
10785466 | 6280903-7392280
10785494 | 6280903-7392281
10526804 | 6280903-7392282
10826606 | 6280903-7392283
10451028 | 6280903-7395026
10826253 | 6280903-7395029
10768077 | 6280903-7395036
10896987 | 6280903-7395039
10826435 | 6280903-7397577
10526926 | 6280903-7397578
10526749 | 6280903-7397580
10796887 | 6280903-7397588
10796984 | 6280903-7397607
10335437 | 6280903-7398013
10503782 | 6280903-7400868
10334884 | 6280903-7400869
10334246 | 6280903-7404960
10335813 | 6280903-7404990
10527166 | 6280903-7405229
10988826 | 6280903-7405542
11189483 | 6280903-7405559
10785549 | 6280903-7410032
10826178 | 6280903-7410050
10945156 | 6280903-7410078
10329239 | 6280903-7412815
10451159 | 6280903-7424322
10334535 | 6280903-7425031
10337145 | 6280903-7425466
10451491 | 6280903-7428970
10451679 | 6280903-7430884
10452102 | 6280903-7431822
10451932 | 6280903-7432041
11188170 | 6280903-7433701
10383900 | 6280903-7437332
11188602 | 6280903-7439248
10896945 | 6280903-7440860
10451700 | 6280903-7444059
11188892 | 6280903-7455999
11189298 | 6280903-7456454
10945306 | 6280903-7465394
11189168 | 6280903-7476183
10436795 | 6280903-8077677
10434141 | 6280903-8077678
10331154 | 6280903-8206186
10330512 | 6280903-8215500
10330116 | 6280903-8215501
10331715 | 6280903-8231379
10331421 | 6280903-8231383
10432714 | 6280903-8240433
10496761 | 6280903-8240442
10337573 | 6280903-8240445
10339993 | 6280903-8240448
10335456 | 6280903-8283947
10338385 | 6280903-8283972
10341218 | 6280903-8283984
10337902 | 6280903-8283990
10339432 | 6280903-8284054
10338128 | 6280903-8284074
10338179 | 6280903-8284081
10335599 | 6280903-8284096
10338022 | 6280903-8284109
10438077 | 6281000-6802284
10439592 | 6281000-7017189
10435799 | 6281000-7017207
10432644 | 6281000-7017210
10438370 | 6281000-7085078
10438435 | 6281000-7128425
10440207 | 6281000-7153571
10340549 | 6281000-7153749
10433093 | 6281000-7153753
10439653 | 6281000-7153771
10778582 | 6281000-7153796
10778569 | 6281000-7153798
10341973 | 6281000-7171379
10438719 | 6281000-7179288
10328419 | 6281000-7211641
10525946 | 6281000-7221394
10451429 | 6281000-7221400
10513260 | 6281000-7221402
10439427 | 6281000-7273661
10437218 | 6281000-7273669
10329370 | 6281000-7277654
11187361 | 6281000-7283610
10332028 | 6281000-7291150
10437930 | 6281000-7291796
10434225 | 6281000-7292807
10433430 | 6281000-7295015
10438814 | 6281000-7295629
10433499 | 6281000-7295699
10332889 | 6281000-7295716
10330657 | 6281000-7295721
10433099 | 6281000-7295727
10434568 | 6281000-7295731
10335715 | 6281000-7295737
10336314 | 6281000-7295748
10436177 | 6281000-7295757
10434699 | 6281000-7295762
10435472 | 6281000-7295768
10433578 | 6281000-7298501
10434013 | 6281000-7298502
10434420 | 6281000-7298503
10471136 | 6281000-7306108
10439254 | 6281000-7307555
10334398 | 6281000-7310717
10332828 | 6281000-7310719
10333566 | 6281000-7310721
10334229 | 6281000-7310722
10336824 | 6281000-7310723
10333497 | 6281000-7310724
10435130 | 6281000-7313017
10435707 | 6281000-7321668
10436550 | 6281000-7325290
10329804 | 6281000-7339340
10497294 | 6281000-7341808
10336115 | 6281000-7344369
10988590 | 6281000-7345549
10497376 | 6281000-7345556
10497902 | 6281000-7345557
10944950 | 6281000-7345558
10634102 | 6281000-7345564
10634214 | 6281000-7345566
10438757 | 6281000-7358178
10335030 | 6281000-7361860
10383856 | 6281000-7368917
10790396 | 6281000-7368921
10339232 | 6281000-7368940
10328662 | 6281000-7368945
10329106 | 6281000-7368948
10328912 | 6281000-7368949
10330015 | 6281000-7368950
10333168 | 6281000-7368951
10331520 | 6281000-7368952
10329721 | 6281000-7368953
10332167 | 6281000-7368954
10332519 | 6281000-7368955
10334802 | 6281000-7373222
10522193 | 6281000-7383692
10526118 | 6281000-7383695
10526268 | 6281000-7383699
11187687 | 6281000-7387986
11187885 | 6281000-7388049
11187931 | 6281000-7388061
11188985 | 6281000-7388072
10526579 | 6281000-7390950
10527127 | 6281000-7390964
10452272 | 6281000-7390965
10452322 | 6281000-7390968
10633963 | 6281000-7392263
10526506 | 6281000-7392278
10785320 | 6281000-7392280
10785395 | 6281000-7392281
10526896 | 6281000-7392282
10826666 | 6281000-7392283
10451115 | 6281000-7395026
10826576 | 6281000-7395029
10768180 | 6281000-7395036
10897042 | 6281000-7395039
11188317 | 6281000-7398013
10503773 | 6281000-7400868
10334248 | 6281000-7404960
10526365 | 6281000-7405229
11188090 | 6281000-7405559
10329240 | 6281000-7412815
10451295 | 6281000-7424322
10334539 | 6281000-7425031
10337076 | 6281000-7425466
10451859 | 6281000-7430884
10451893 | 6281000-7431822
10452161 | 6281000-7432041
11188034 | 6281000-7433701
10383965 | 6281000-7437332
11188865 | 6281000-7439248
10896937 | 6281000-7440860
10451573 | 6281000-7444059
11189274 | 6281000-7455999
11189449 | 6281000-7456454
11189562 | 6281000-7476183
11188425 | 6281000-7500636
10434143 | 6281000-8077678
10331420 | 6281000-8231383
10432719 | 6281000-8240433
10496902 | 6281000-8240442
10337569 | 6281000-8240445
10338333 | 6281000-8283940
10338386 | 6281000-8283972
10338131 | 6281000-8284074
10335602 | 6281000-8284096
10338026 | 6281000-8284109
10332382 | 6281307-7011431
10328108 | 6281307-7011445
10439595 | 6281307-7017189
10438371 | 6281307-7085078
10440214 | 6281307-7153571
10340550 | 6281307-7153749
10437998 | 6281307-7171378
10341975 | 6281307-7171379
10438699 | 6281307-7179288
10340467 | 6281307-7195726
10339033 | 6281307-7269686
10440118 | 6281307-7273661
11187359 | 6281307-7283610
10341024 | 6281307-7297794
10439258 | 6281307-7307555
10452273 | 6281307-7390965
10435466 | 6281307-8077661
10436802 | 6281307-8077677
10434145 | 6281307-8077678
10331153 | 6281307-8206186
10331716 | 6281307-8231379
10331422 | 6281307-8231383
10432732 | 6281307-8240433
10496907 | 6281307-8240442
10337571 | 6281307-8240445
10339994 | 6281307-8240448
10335600 | 6281307-8284096
10337424 | 6300024-7367010
10438360 | 6300057-7085078
10525905 | 6300057-7221394
10513214 | 6300057-7221402
10329796 | 6300057-7339340
10340066 | 6300057-7364338
10341117 | 6300057-7368894
10338698 | 6300057-7368917
10790385 | 6300057-7368921
10339235 | 6300057-7368940
10328663 | 6300057-7368945
10329095 | 6300057-7368948
10328915 | 6300057-7368949
10330017 | 6300057-7368950
10333169 | 6300057-7368951
10331522 | 6300057-7368952
10329724 | 6300057-7368953
10332523 | 6300057-7368955
11188714 | 6300057-7370810
10334806 | 6300057-7373222
10522166 | 6300057-7383692
10526087 | 6300057-7383695
10526243 | 6300057-7383699
10526548 | 6300057-7390950
10526688 | 6300057-7390964
10452180 | 6300057-7390965
10452290 | 6300057-7390968
10633937 | 6300057-7392263
10526479 | 6300057-7392278
10785445 | 6300057-7392280
10785346 | 6300057-7392281
10526875 | 6300057-7392282
10826533 | 6300057-7392283
10451113 | 6300057-7395026
10826535 | 6300057-7395029
10768194 | 6300057-7395036
10897017 | 6300057-7395039
10797177 | 6300057-7397588
10329242 | 6300057-7412815
10451244 | 6300057-7424322
10334540 | 6300057-7425031
10337077 | 6300057-7425466
10452239 | 6300057-7431822
10452118 | 6300057-7432041
11188054 | 6300057-7433701
11188822 | 6300057-7439248
10896917 | 6300057-7440860
10451541 | 6300057-7444059
11189327 | 6300057-7455999
11189416 | 6300057-7456454
11189594 | 6300057-7476183
10435475 | 6300057-8077661
10331155 | 6300057-8206186
10330516 | 6300057-8215500
10330120 | 6300057-8215501
10331717 | 6300057-8231379
10331423 | 6300057-8231383
10432727 | 6300057-8240433
10335460 | 6300057-8283947
10341219 | 6300057-8283984
10525848 | 6310908-7221394
10436540 | 6310908-7325290
10335033 | 6310908-7361860
10450926 | 6310908-7368955
11188642 | 6310908-7370810
10503829 | 6310908-7400868
10330515 | 6310908-8215500
10330124 | 6310908-8215501
10439594 | 6312607-7017189
10435803 | 6312607-7017207
10432651 | 6312607-7017210
10440220 | 6312607-7153571
10439848 | 6312607-7153574
10438707 | 6312607-7179288
10328423 | 6312607-7211641
10525833 | 6312607-7221394
10513194 | 6312607-7221402
10339036 | 6312607-7269686
10332010 | 6312607-7291150
10437936 | 6312607-7291796
10434239 | 6312607-7292807
10433432 | 6312607-7295015
10438830 | 6312607-7295629
10329462 | 6312607-7295693
10330912 | 6312607-7295708
10332890 | 6312607-7295716
10330658 | 6312607-7295721
10433105 | 6312607-7295727
10434557 | 6312607-7295731
10335710 | 6312607-7295737
10436178 | 6312607-7295757
10433581 | 6312607-7298501
10433908 | 6312607-7298502
10434424 | 6312607-7298503
10471116 | 6312607-7306108
10439249 | 6312607-7307555
10334400 | 6312607-7310717
10435119 | 6312607-7313017
10436544 | 6312607-7325290
10336118 | 6312607-7344369
10497574 | 6312607-7345557
10438748 | 6312607-7358178
10335035 | 6312607-7361860
10338702 | 6312607-7368917
10334801 | 6312607-7368921
10339238 | 6312607-7368940
10328664 | 6312607-7368945
10329099 | 6312607-7368948
10328918 | 6312607-7368949
10330019 | 6312607-7368950
10331524 | 6312607-7368952
10329722 | 6312607-7368953
10332536 | 6312607-7368955
10334810 | 6312607-7373222
10336862 | 6312607-7381991
10334743 | 6312607-7382001
10339324 | 6312607-7382006
10339558 | 6312607-7382011
10336586 | 6312607-7382016
10522239 | 6312607-7383692
10526021 | 6312607-7383695
10526161 | 6312607-7383699
11189096 | 6312607-7387986
10826757 | 6312607-7388021
11187456 | 6312607-7388031
11187541 | 6312607-7388049
11187757 | 6312607-7388061
10826709 | 6312607-7388072
10526292 | 6312607-7390950
10526628 | 6312607-7390964
10451995 | 6312607-7390965
10452426 | 6312607-7390968
10633881 | 6312607-7392263
10526432 | 6312607-7392278
10785468 | 6312607-7392280
10785430 | 6312607-7392281
10526824 | 6312607-7392282
10826456 | 6312607-7392283
10785766 | 6312607-7395026
10826289 | 6312607-7395029
10768110 | 6312607-7395036
10897022 | 6312607-7395039
10826367 | 6312607-7397578
10797011 | 6312607-7397607
10527182 | 6312607-7405229
10329243 | 6312607-7412815
10451177 | 6312607-7424322
10452244 | 6312607-7431822
10451946 | 6312607-7432041
11188141 | 6312607-7433701
11188519 | 6312607-7439248
10451730 | 6312607-7444059
11188733 | 6312607-7455999
10945327 | 6312607-7465394
10436807 | 6312607-8077677
10330519 | 6312607-8215500
10330128 | 6312607-8215501
10331425 | 6312607-8231383
10338389 | 6312607-8283972
10497513 | 6312672-7345557
10451998 | 6312672-7390965
10452429 | 6312672-7390968
10451949 | 6312672-7432041
10436179 | 6315501-7295757
11187332 | 6316707-7221394
10335031 | 6316707-7361860
10340067 | 6316707-7364338
10334805 | 6316707-7373222
10768115 | 6316707-7395036
10897055 | 6316707-7395039
10797028 | 6316707-7397607
10527188 | 6316707-7405229
10435965 | 6316905-7061259
10332089 | 6316905-7159921
10436456 | 6316905-7195720
10340804 | 6316905-7195730
10341865 | 6316905-7325526
10341786 | 6316905-7333010
10337509 | 6316905-7335354
10341698 | 6316905-7338294
10497577 | 6316905-7459038
11188500 | 6316905-7466895
10790386 | 6319008-7368894
10797219 | 6319008-7397588
10526367 | 6319008-7405229
11188868 | 6319008-7439248
10335815 | 6319107-7404990
10496871 | 6342800-8240442
10525924 | 6343909-7221394
10328666 | 6343909-7368945
10333170 | 6343909-7368951
10451538 | 6343909-7444059
11189532 | 6343909-7476183
10330523 | 6343909-8215500
10330125 | 6343909-8215501
10331718 | 6343909-8231379
10331424 | 6343909-8231383
10496864 | 6343909-8240442
10335457 | 6343909-8283947
10438081 | 6344105-6802284
10439593 | 6344105-7017189
10432662 | 6344105-7017210
10438439 | 6344105-7128425
10440201 | 6344105-7153571
10340551 | 6344105-7153749
10778550 | 6344105-7153796
10778451 | 6344105-7153798
10438715 | 6344105-7179288
10328427 | 6344105-7211641
10437222 | 6344105-7273669
10329371 | 6344105-7277654
10332013 | 6344105-7291150
10437956 | 6344105-7291796
10434303 | 6344105-7292807
10438847 | 6344105-7295629
10330914 | 6344105-7295708
10335714 | 6344105-7295737
10433576 | 6344105-7298501
10433909 | 6344105-7298502
10434428 | 6344105-7298503
10471125 | 6344105-7306108
10439253 | 6344105-7307555
10334395 | 6344105-7310717
10332831 | 6344105-7310719
10333567 | 6344105-7310721
10336827 | 6344105-7310723
10435709 | 6344105-7321668
10436548 | 6344105-7325290
10329799 | 6344105-7339340
10497238 | 6344105-7341808
10336121 | 6344105-7344369
10988943 | 6344105-7345570
10438761 | 6344105-7358178
10333247 | 6344105-7361860
10334809 | 6344105-7373222
10336863 | 6344105-7381991
10334745 | 6344105-7382001
10339295 | 6344105-7382006
10339560 | 6344105-7382011
10336585 | 6344105-7382016
11187667 | 6344105-7387986
10826625 | 6344105-7388021
11187582 | 6344105-7388031
11187869 | 6344105-7388049
11187808 | 6344105-7388061
10826846 | 6344105-7388072
10785671 | 6344105-7388073
10797049 | 6344105-7397607
10503733 | 6344105-7400868
10334883 | 6344105-7400869
10527102 | 6344105-7405229
10945387 | 6344105-7465394
10435801 | 6350805-7017207
10432670 | 6350805-7017210
10439850 | 6350805-7153574
10438722 | 6350805-7179288
10339038 | 6350805-7269686
10332016 | 6350805-7291150
10434304 | 6350805-7292807
10434565 | 6350805-7295731
10439110 | 6350805-7307513
10435123 | 6350805-7313017
10336124 | 6350805-7344369
10497641 | 6350805-7345555
10497821 | 6350805-7345557
10333249 | 6350805-7361860
11188405 | 6350805-7370810
10339297 | 6350805-7382006
10526554 | 6350805-7390950
10452299 | 6350805-7390968
10330527 | 6350805-8215500
10331719 | 6350805-8231379
10598211 | 6350904-7444059
10331426 | 6350904-8231383
10337425 | 6400030-7367010
10337429 | 6400048-7367010
10337431 | 6400055-7367010
10332080 | 6400238-7159921
10436458 | 6400238-7195720
10340805 | 6400238-7195730
10331055 | 6400238-7264221
10330581 | 6400238-7266485
10440294 | 6400238-7273636
10338928 | 6400238-7275333
10339865 | 6400238-7276087
10341025 | 6400238-7297794
10341787 | 6400238-7333010
10497858 | 6400238-7459038
11188359 | 6400238-7466895
10438085 | 6408306-6802284
10332084 | 6408306-7159921
10436460 | 6408306-7195720
10340806 | 6408306-7195730
10437670 | 6408306-7209287
10330582 | 6408306-7266485
10340246 | 6408306-7275333
10339866 | 6408306-7276087
10437031 | 6408306-7280426
10471131 | 6408306-7306108
10336807 | 6408306-7310723
10341866 | 6408306-7325526
10341790 | 6408306-7333010
10337512 | 6408306-7335354
10341700 | 6408306-7338294
10497656 | 6408306-7459038
11188512 | 6408306-7466895
10436811 | 6408306-8077677
10330974 | 6408900-7171385
10336226 | 6408900-7171387
10451383 | 6408900-7221400
10332019 | 6408900-7291150
10434571 | 6408900-7295731
10438775 | 6408900-7358178
10333246 | 6408900-7361860
11188646 | 6408900-7370810
10526035 | 6408900-7383695
10503831 | 6408900-7400868
10451194 | 6408900-7424322
10451747 | 6408900-7444059
10330517 | 6408900-8215500
10330129 | 6408900-8215501
10331427 | 6408900-8231383
10337567 | 6408900-8240445
10338387 | 6408900-8283972
10435967 | 6411508-7061259
10332088 | 6411508-7159921
10432736 | 6411508-8240433
10496802 | 6411508-8240442
10435970 | 6411706-7061259
10436470 | 6411706-7195720
10340807 | 6411706-7195730
10331056 | 6411706-7264221
10330583 | 6411706-7266485
10331144 | 6411706-7272475
10439992 | 6411706-7273628
10440297 | 6411706-7273636
10340247 | 6411706-7275333
10339862 | 6411706-7276087
10437032 | 6411706-7280426
10333041 | 6411706-7283610
10341026 | 6411706-7297794
10341867 | 6411706-7325526
10439993 | 6411805-7273628
10440295 | 6411805-7273636
10439175 | 6411805-7284503
10341027 | 6411805-7297794
10438588 | 6411805-7329489
10497667 | 6411805-7459038
11188515 | 6411805-7466895
10330584 | 6412183-7266485
10437671 | 6412605-7209287
10341868 | 6412605-7325526
10341793 | 6412605-7333010
10342060 | 6412605-7334654
10337501 | 6412605-7335354
10341702 | 6412605-7338294
10328228 | 6414809-7082027
10332540 | 6414809-7368955
10785527 | 6414809-7410032
10337078 | 6414809-7425466
10452012 | 6414809-7444059
10438089 | 6417505-6802284
10328112 | 6417505-7011445
10436993 | 6417505-7011447
10439597 | 6417505-7017189
10435809 | 6417505-7017207
10432677 | 6417505-7017210
10440209 | 6417505-7153571
10439852 | 6417505-7153574
10340552 | 6417505-7153749
10433094 | 6417505-7153753
10778496 | 6417505-7153796
10778364 | 6417505-7153798
10341977 | 6417505-7171379
10330973 | 6417505-7171385
10336228 | 6417505-7171387
10438726 | 6417505-7179288
10333690 | 6417505-7185644
10328416 | 6417505-7211641
10525856 | 6417505-7221394
10451361 | 6417505-7221400
10513225 | 6417505-7221402
10339040 | 6417505-7269686
10328536 | 6417505-7288425
10332023 | 6417505-7291150
10434309 | 6417505-7292807
10433425 | 6417505-7295015
10438857 | 6417505-7295629
10329465 | 6417505-7295693
10433501 | 6417505-7295699
10330916 | 6417505-7295708
10332891 | 6417505-7295716
10433107 | 6417505-7295727
10434584 | 6417505-7295731
10335718 | 6417505-7295737
10336316 | 6417505-7295748
10332327 | 6417505-7295751
10436180 | 6417505-7295757
10434701 | 6417505-7295762
10435174 | 6417505-7295768
10434526 | 6417505-7298497
10433577 | 6417505-7298501
10433911 | 6417505-7298502
10434433 | 6417505-7298503
10471137 | 6417505-7306108
10439114 | 6417505-7307513
10439257 | 6417505-7307555
10334397 | 6417505-7310717
10332811 | 6417505-7310719
10336810 | 6417505-7310723
10333500 | 6417505-7310724
10435127 | 6417505-7313017
10436555 | 6417505-7325290
10329802 | 6417505-7339340
10497277 | 6417505-7341808
10336127 | 6417505-7344369
10988317 | 6417505-7345547
10988507 | 6417505-7345548
10988422 | 6417505-7345549
10988694 | 6417505-7345550
10497466 | 6417505-7345555
10497669 | 6417505-7345556
10497567 | 6417505-7345557
10945033 | 6417505-7345564
10634237 | 6417505-7345566
10634358 | 6417505-7345567
10988930 | 6417505-7345570
10438793 | 6417505-7358178
10336495 | 6417505-7359859
10333248 | 6417505-7361860
10340068 | 6417505-7364338
10790366 | 6417505-7368894
10338706 | 6417505-7368917
10334807 | 6417505-7368921
10339240 | 6417505-7368940
10328665 | 6417505-7368945
10329103 | 6417505-7368948
10328921 | 6417505-7368949
10330021 | 6417505-7368950
10333171 | 6417505-7368951
10331526 | 6417505-7368952
10329725 | 6417505-7368953
10332170 | 6417505-7368954
10332522 | 6417505-7368955
11188645 | 6417505-7370810
10334813 | 6417505-7373222
10336864 | 6417505-7381991
10336646 | 6417505-7382001
10339299 | 6417505-7382006
10339559 | 6417505-7382011
10336588 | 6417505-7382016
10930491 | 6417505-7383692
10526038 | 6417505-7383695
10526169 | 6417505-7383699
11189055 | 6417505-7387986
10826777 | 6417505-7388021
11187625 | 6417505-7388031
11187563 | 6417505-7388049
10826736 | 6417505-7388072
10785599 | 6417505-7388073
10526300 | 6417505-7390950
10526639 | 6417505-7390964
10452021 | 6417505-7390965
10452433 | 6417505-7390968
10633889 | 6417505-7392263
10526433 | 6417505-7392278
10785452 | 6417505-7392280
10785438 | 6417505-7392281
10526830 | 6417505-7392282
10826461 | 6417505-7392283
10451054 | 6417505-7395026
10826476 | 6417505-7395029
10768117 | 6417505-7395036
10897039 | 6417505-7395039
10826417 | 6417505-7397577
10526935 | 6417505-7397578
10526784 | 6417505-7397580
10796920 | 6417505-7397588
10797045 | 6417505-7397607
10335440 | 6417505-7398013
10503833 | 6417505-7400868
10334886 | 6417505-7400869
10334247 | 6417505-7404960
10335808 | 6417505-7404990
10527206 | 6417505-7405229
10988796 | 6417505-7405542
11188271 | 6417505-7405559
10785602 | 6417505-7410032
10329244 | 6417505-7412815
10451196 | 6417505-7424322
10334527 | 6417505-7425031
10337079 | 6417505-7425466
10451801 | 6417505-7430884
10452147 | 6417505-7431822
10451954 | 6417505-7432041
11188145 | 6417505-7433701
10383922 | 6417505-7437332
11188533 | 6417505-7439248
10896875 | 6417505-7440860
10451750 | 6417505-7444059
11188739 | 6417505-7455999
11189355 | 6417505-7456454
10945334 | 6417505-7465394
11189186 | 6417505-7476183
11188401 | 6417505-7500636
10330521 | 6417505-8215500
10330134 | 6417505-8215501
10331429 | 6417505-8231383
10432750 | 6417505-8240433
10496797 | 6417505-8240442
10337570 | 6417505-8240445
10337746 | 6417505-8284074
10438092 | 6417604-6802284
10439596 | 6417604-7017189
10435800 | 6417604-7017207
10432688 | 6417604-7017210
10440216 | 6417604-7153571
10439854 | 6417604-7153574
10433095 | 6417604-7153753
10328420 | 6417604-7211641
10451369 | 6417604-7221400
10439948 | 6417604-7238726
10440120 | 6417604-7273661
10329374 | 6417604-7277654
10332026 | 6417604-7291150
10437963 | 6417604-7291796
10434311 | 6417604-7292807
10438866 | 6417604-7295629
10329464 | 6417604-7295693
10330918 | 6417604-7295708
10332892 | 6417604-7295716
10330659 | 6417604-7295721
10433118 | 6417604-7295727
10434560 | 6417604-7295731
10335722 | 6417604-7295737
10433579 | 6417604-7298501
10433913 | 6417604-7298502
10434437 | 6417604-7298503
10471139 | 6417604-7306108
10334399 | 6417604-7310717
10332814 | 6417604-7310719
10334221 | 6417604-7310722
10336813 | 6417604-7310723
10333502 | 6417604-7310724
10435131 | 6417604-7313017
10435714 | 6417604-7321668
10436559 | 6417604-7325290
10497286 | 6417604-7341808
10988321 | 6417604-7345547
10438778 | 6417604-7358178
10333251 | 6417604-7361860
10340069 | 6417604-7364338
10338694 | 6417604-7368917
10329723 | 6417604-7368953
10332525 | 6417604-7368955
11188647 | 6417604-7370810
10334811 | 6417604-7373222
10526302 | 6417604-7390950
10452023 | 6417604-7390965
10785443 | 6417604-7392281
10797024 | 6417604-7397607
10503835 | 6417604-7400868
10527208 | 6417604-7405229
10785618 | 6417604-7410032
10945176 | 6417604-7410078
10334530 | 6417604-7425031
10337080 | 6417604-7425466
11188535 | 6417604-7439248
10451743 | 6417604-7444059
11188743 | 6417604-7455999
10436781 | 6417604-8077677
10330525 | 6417604-8215500
10330137 | 6417604-8215501
10331720 | 6417604-8231379
10331428 | 6417604-8231383
10496798 | 6417604-8240442
10338335 | 6417604-8283940
10338390 | 6417604-8283972
10341220 | 6417604-8283984
10339436 | 6417604-8284054
10337747 | 6417604-8284074
10451394 | 6418453-7221400
10331430 | 6418453-8231383
11187323 | 6418552-7221394
10451379 | 6418552-7221400
10341869 | 6420004-7325526
10341796 | 6420004-7333010
10342065 | 6420004-7334654
10337505 | 6420004-7335354
10341703 | 6420004-7338294
10331057 | 6420020-7264221
10341870 | 6420020-7325526
10337508 | 6420020-7335354
10497650 | 6420020-7459038
10332386 | 6422604-7011431
10328611 | 6422604-7011442
10432871 | 6422604-7011443
10436758 | 6422604-7011444
10328109 | 6422604-7011445
10436994 | 6422604-7011447
10435805 | 6422604-7017207
10432698 | 6422604-7017210
10438361 | 6422604-7085078
10439856 | 6422604-7153574
10433101 | 6422604-7153753
10340350 | 6422604-7171375
10438002 | 6422604-7171378
10341979 | 6422604-7171379
10329015 | 6422604-7171380
10336230 | 6422604-7171387
10471776 | 6422604-7171393
10438734 | 6422604-7179288
10341426 | 6422604-7185643
10333686 | 6422604-7185644
10341322 | 6422604-7185646
10340466 | 6422604-7195726
10328424 | 6422604-7211641
10525880 | 6422604-7221394
10451399 | 6422604-7221400
10513235 | 6422604-7221402
10439441 | 6422604-7268332
10339042 | 6422604-7269686
10440122 | 6422604-7273661
10329372 | 6422604-7277654
10328539 | 6422604-7288425
10332030 | 6422604-7291150
10437970 | 6422604-7291796
10434313 | 6422604-7292807
10433429 | 6422604-7295015
10438881 | 6422604-7295629
10329467 | 6422604-7295693
10433503 | 6422604-7295699
10330920 | 6422604-7295708
10332894 | 6422604-7295716
10433121 | 6422604-7295727
10434567 | 6422604-7295731
10335713 | 6422604-7295737
10336318 | 6422604-7295748
10332330 | 6422604-7295751
10436183 | 6422604-7295757
10434703 | 6422604-7295762
10435176 | 6422604-7295768
10436763 | 6422604-7296993
10434533 | 6422604-7298497
10433583 | 6422604-7298501
10433915 | 6422604-7298502
10434442 | 6422604-7298503
10471149 | 6422604-7306108
10439118 | 6422604-7307513
10334401 | 6422604-7310717
10332817 | 6422604-7310719
10333568 | 6422604-7310721
10334224 | 6422604-7310722
10333504 | 6422604-7310724
10439037 | 6422604-7311331
10434874 | 6422604-7312843
10435120 | 6422604-7313017
10435721 | 6422604-7321668
10329805 | 6422604-7339340
10336130 | 6422604-7344369
10988325 | 6422604-7345547
10988511 | 6422604-7345548
10497487 | 6422604-7345555
10944871 | 6422604-7345556
10944879 | 6422604-7345557
10945035 | 6422604-7345564
10634477 | 6422604-7345565
10634266 | 6422604-7345566
10634368 | 6422604-7345567
10634300 | 6422604-7345568
10988925 | 6422604-7345570
10988997 | 6422604-7345571
10438787 | 6422604-7358178
10333252 | 6422604-7361860
10340071 | 6422604-7364338
10341118 | 6422604-7368894
10338697 | 6422604-7368917
10334819 | 6422604-7368921
10339242 | 6422604-7368940
10328667 | 6422604-7368945
10329107 | 6422604-7368948
10328924 | 6422604-7368949
10330023 | 6422604-7368950
10333172 | 6422604-7368951
10331528 | 6422604-7368952
10329726 | 6422604-7368953
10332527 | 6422604-7368955
11188704 | 6422604-7370810
10334815 | 6422604-7373222
10336865 | 6422604-7381991
10336647 | 6422604-7382001
10339301 | 6422604-7382006
10522256 | 6422604-7383692
10526056 | 6422604-7383695
10526186 | 6422604-7383699
11189054 | 6422604-7387986
10826785 | 6422604-7388021
11187484 | 6422604-7388031
11187585 | 6422604-7388049
10785727 | 6422604-7388073
10526305 | 6422604-7390950
10526649 | 6422604-7390964
10452034 | 6422604-7390965
10452441 | 6422604-7390968
10633900 | 6422604-7392263
10526445 | 6422604-7392278
10785305 | 6422604-7392280
10785459 | 6422604-7392281
10526843 | 6422604-7392282
10826561 | 6422604-7392283
10451060 | 6422604-7395026
10826491 | 6422604-7395029
10768123 | 6422604-7395036
10896968 | 6422604-7395039
10826440 | 6422604-7397577
10526967 | 6422604-7397578
10526770 | 6422604-7397580
10796946 | 6422604-7397588
10797117 | 6422604-7397607
10335810 | 6422604-7404990
10527026 | 6422604-7405229
10988807 | 6422604-7405542
11188209 | 6422604-7405559
10785619 | 6422604-7410032
10826267 | 6422604-7410050
10945193 | 6422604-7410078
10329245 | 6422604-7412815
10451195 | 6422604-7424322
10334534 | 6422604-7425031
10337081 | 6422604-7425466
10451604 | 6422604-7428970
10452174 | 6422604-7431822
10451976 | 6422604-7432041
11188157 | 6422604-7433701
10383925 | 6422604-7437332
11188546 | 6422604-7439248
10896882 | 6422604-7440860
10451751 | 6422604-7444059
11188747 | 6422604-7455999
11189364 | 6422604-7456454
10945341 | 6422604-7465394
11189193 | 6422604-7476183
10436792 | 6422604-8077677
10434147 | 6422604-8077678
10331158 | 6422604-8206186
10330529 | 6422604-8215500
10330139 | 6422604-8215501
10331721 | 6422604-8231379
10331431 | 6422604-8231383
10432745 | 6422604-8240433
10337636 | 6422604-8240445
10339995 | 6422604-8240448
10335459 | 6422604-8283947
10338388 | 6422604-8283972
10341221 | 6422604-8283984
10337903 | 6422604-8283990
10339434 | 6422604-8284054
10337748 | 6422604-8284074
10338182 | 6422604-8284081
10335603 | 6422604-8284096
10338030 | 6422604-8284109
10438096 | 6424105-6802284
10432704 | 6424105-7017210
10328226 | 6424105-7082027
10438363 | 6424105-7085078
10333882 | 6424105-7142247
10340469 | 6424105-7195726
10436004 | 6424105-7228760
11187333 | 6424105-7283610
10329466 | 6424105-7295693
10433505 | 6424105-7295699
10340073 | 6424105-7364338
10341119 | 6424105-7368894
11188708 | 6424105-7370810
10526307 | 6424105-7390950
10452038 | 6424105-7390965
10796948 | 6424105-7397588
10785621 | 6424105-7410032
10826259 | 6424105-7410050
10945196 | 6424105-7410078
10435479 | 6424105-8077661
10436798 | 6424105-8077677
10434149 | 6424105-8077678
10331432 | 6424105-8231383
10432757 | 6424105-8240433
10496805 | 6424105-8240442
10337640 | 6424105-8240445
10339996 | 6424105-8240448
10338337 | 6424105-8283940
10335463 | 6424105-8283947
10338391 | 6424105-8283972
10341222 | 6424105-8283984
10337905 | 6424105-8283990
10339437 | 6424105-8284054
10337749 | 6424105-8284074
10338185 | 6424105-8284081
10335606 | 6424105-8284096
10338034 | 6424105-8284109
10435972 | 6425003-7061259
10436461 | 6425003-7195720
10340808 | 6425003-7195730
10437622 | 6425003-7196923
10330585 | 6425003-7266485
10331130 | 6425003-7272475
10340248 | 6425003-7275333
10339864 | 6425003-7276087
10437033 | 6425003-7280426
10333042 | 6425003-7283610
10439176 | 6425003-7284503
10341028 | 6425003-7297794
10341871 | 6425003-7325526
10341789 | 6425003-7333010
10342061 | 6425003-7334654
10337510 | 6425003-7335354
10341705 | 6425003-7338294
10497675 | 6425003-7459038
11188529 | 6425003-7466895
10439598 | 6425102-7017189
10438136 | 6425102-7061259
10332092 | 6425102-7159921
10436464 | 6425102-7195720
10340809 | 6425102-7195730
10437625 | 6425102-7196923
10437672 | 6425102-7209287
10331058 | 6425102-7264221
10330586 | 6425102-7266485
10331133 | 6425102-7272475
10439994 | 6425102-7273628
10440296 | 6425102-7273636
10340269 | 6425102-7275333
10339867 | 6425102-7276087
10437034 | 6425102-7280426
10439177 | 6425102-7284503
10341029 | 6425102-7297794
10471152 | 6425102-7306108
10336816 | 6425102-7310723
10341872 | 6425102-7325526
10341791 | 6425102-7333010
10342064 | 6425102-7334654
10337499 | 6425102-7335354
10341707 | 6425102-7338294
10497714 | 6425102-7459038
11188522 | 6425102-7466895
10332390 | 6429203-7011431
10328614 | 6429203-7011442
10432877 | 6429203-7011443
10436761 | 6429203-7011444
10328113 | 6429203-7011445
10436995 | 6429203-7011447
10328229 | 6429203-7082027
10438365 | 6429203-7085078
10439858 | 6429203-7153574
10340553 | 6429203-7153749
10439546 | 6429203-7153769
10778517 | 6429203-7153796
10340351 | 6429203-7171375
10438007 | 6429203-7171378
10341976 | 6429203-7171379
10329017 | 6429203-7171380
10341429 | 6429203-7185643
10333689 | 6429203-7185644
10341325 | 6429203-7185646
10340465 | 6429203-7195726
10525847 | 6429203-7221394
10451319 | 6429203-7221400
10513181 | 6429203-7221402
10339044 | 6429203-7269686
10328542 | 6429203-7288425
10436766 | 6429203-7296993
10434492 | 6429203-7298497
10433580 | 6429203-7298501
10433916 | 6429203-7298502
10434446 | 6429203-7298503
10334402 | 6429203-7310717
10333569 | 6429203-7310721
10329797 | 6429203-7339340
10497649 | 6429203-7345557
10340075 | 6429203-7364338
10341120 | 6429203-7368894
10338701 | 6429203-7368917
10790376 | 6429203-7368921
10339244 | 6429203-7368940
10328668 | 6429203-7368945
10329096 | 6429203-7368948
10328927 | 6429203-7368949
10330025 | 6429203-7368950
10333173 | 6429203-7368951
10331530 | 6429203-7368952
10329729 | 6429203-7368953
10332171 | 6429203-7368954
10332529 | 6429203-7368955
11188664 | 6429203-7370810
10334823 | 6429203-7373222
10522265 | 6429203-7383692
10526089 | 6429203-7383695
10526202 | 6429203-7383699
10526325 | 6429203-7390950
10526668 | 6429203-7390964
10452092 | 6429203-7390965
10452452 | 6429203-7390968
10633914 | 6429203-7392263
10526523 | 6429203-7392278
10785442 | 6429203-7392280
10785476 | 6429203-7392281
10526854 | 6429203-7392282
10826488 | 6429203-7392283
10451087 | 6429203-7395026
10826508 | 6429203-7395029
10768136 | 6429203-7395036
10896984 | 6429203-7395039
10826188 | 6429203-7397577
10526944 | 6429203-7397578
10526783 | 6429203-7397580
10797130 | 6429203-7397588
10785635 | 6429203-7410032
10826296 | 6429203-7410050
10945203 | 6429203-7410078
10329231 | 6429203-7412815
10451207 | 6429203-7424322
10334537 | 6429203-7425031
10337082 | 6429203-7425466
10451615 | 6429203-7428970
10451813 | 6429203-7430884
10452199 | 6429203-7431822
10452031 | 6429203-7432041
11187987 | 6429203-7433701
10383929 | 6429203-7437332
11188565 | 6429203-7439248
10896894 | 6429203-7440860
10451780 | 6429203-7444059
11188855 | 6429203-7455999
11189376 | 6429203-7456454
11189209 | 6429203-7476183
10435483 | 6429203-8077661
10436805 | 6429203-8077677
10434151 | 6429203-8077678
10331156 | 6429203-8206186
10330518 | 6429203-8215500
10330140 | 6429203-8215501
10331722 | 6429203-8231379
10331433 | 6429203-8231383
10432741 | 6429203-8240433
10496834 | 6429203-8240442
10337642 | 6429203-8240445
10339997 | 6429203-8240448
10338339 | 6429203-8283940
10335461 | 6429203-8283947
10338392 | 6429203-8283972
10341223 | 6429203-8283984
10337906 | 6429203-8283990
10339438 | 6429203-8284054
10337750 | 6429203-8284074
10338188 | 6429203-8284081
10335609 | 6429203-8284096
10338023 | 6429203-8284109
10435810 | 6432900-7017207
10432711 | 6432900-7017210
10439860 | 6432900-7153574
10438742 | 6432900-7179288
10434259 | 6432900-7292807
10434576 | 6432900-7295731
10436182 | 6432900-7295757
10434454 | 6432900-7298503
10439122 | 6432900-7307513
10435124 | 6432900-7313017
10497599 | 6432900-7345555
10497794 | 6432900-7345557
10333250 | 6432900-7361860
10341121 | 6432900-7368894
11188712 | 6432900-7370810
10526541 | 6432900-7390950
10452284 | 6432900-7390968
10331723 | 6432900-8231379
10333047 | 6432900-8231383
10438100 | 6433304-6802284
10438367 | 6433304-7085078
10434153 | 6433304-8077678
10432754 | 6433304-8240433
10496836 | 6433304-8240442
10337644 | 6433304-8240445
10338341 | 6433304-8283940
10338395 | 6433304-8283972
10341224 | 6433304-8283984
10337751 | 6433304-8284074
10338180 | 6433304-8284081
10335601 | 6433304-8284096
10338029 | 6433304-8284109
10525925 | 6434203-7221394
10451384 | 6434203-7221400
10471187 | 6434203-7309902
10333253 | 6434203-7361860
10503731 | 6434203-7400868
10335812 | 6434203-7404990
10435490 | 6434203-8077661
10330522 | 6434203-8215500
10438102 | 6434302-6802284
10332379 | 6434302-7011431
10328617 | 6434302-7011442
10432885 | 6434302-7011443
10436764 | 6434302-7011444
10328117 | 6434302-7011445
10436996 | 6434302-7011447
10439600 | 6434302-7017189
10435813 | 6434302-7017207
10432722 | 6434302-7017210
10328230 | 6434302-7082027
10438443 | 6434302-7128425
10438701 | 6434302-7128434
10440224 | 6434302-7153571
10439862 | 6434302-7153574
10340554 | 6434302-7153749
10433096 | 6434302-7153753
10439548 | 6434302-7153769
10778400 | 6434302-7153796
10778462 | 6434302-7153798
10340352 | 6434302-7171375
10438011 | 6434302-7171378
10341978 | 6434302-7171379
10329020 | 6434302-7171380
10330976 | 6434302-7171385
10330371 | 6434302-7171386
10336232 | 6434302-7171387
10471790 | 6434302-7171393
10438751 | 6434302-7179288
10341431 | 6434302-7185643
10333688 | 6434302-7185644
10341328 | 6434302-7185646
10328428 | 6434302-7211641
10525806 | 6434302-7221394
10451242 | 6434302-7221400
10513143 | 6434302-7221402
10439951 | 6434302-7238726
10439444 | 6434302-7268332
10339027 | 6434302-7269686
10440125 | 6434302-7273661
10329375 | 6434302-7277654
10328544 | 6434302-7288425
10332033 | 6434302-7291150
10437979 | 6434302-7291796
10434266 | 6434302-7292807
10433434 | 6434302-7295015
10438894 | 6434302-7295629
10329469 | 6434302-7295693
10433507 | 6434302-7295699
10330915 | 6434302-7295708
10332893 | 6434302-7295716
10330660 | 6434302-7295721
10433125 | 6434302-7295727
10434587 | 6434302-7295731
10335717 | 6434302-7295737
10336320 | 6434302-7295748
10332333 | 6434302-7295751
10436181 | 6434302-7295757
10434705 | 6434302-7295762
10435175 | 6434302-7295768
10436773 | 6434302-7296993
10434619 | 6434302-7298497
10433582 | 6434302-7298501
10433918 | 6434302-7298502
10434450 | 6434302-7298503
10471157 | 6434302-7306108
10331645 | 6434302-7307014
10439111 | 6434302-7307513
10334404 | 6434302-7310717
10332820 | 6434302-7310719
10333572 | 6434302-7310721
10334227 | 6434302-7310722
10336819 | 6434302-7310723
10333498 | 6434302-7310724
10439031 | 6434302-7311331
10434880 | 6434302-7312843
10437484 | 6434302-7312880
10435128 | 6434302-7313017
10435717 | 6434302-7321668
10436565 | 6434302-7325290
10329800 | 6434302-7339340
10497168 | 6434302-7341808
10336133 | 6434302-7344369
10988553 | 6434302-7345548
10988399 | 6434302-7345549
10988653 | 6434302-7345550
10988625 | 6434302-7345551
10497318 | 6434302-7345555
10497526 | 6434302-7345556
10497443 | 6434302-7345557
10944986 | 6434302-7345558
10634118 | 6434302-7345564
10634455 | 6434302-7345565
10634161 | 6434302-7345566
10634299 | 6434302-7345567
10634194 | 6434302-7345568
10988918 | 6434302-7345570
10988972 | 6434302-7345571
10438770 | 6434302-7358178
10336482 | 6434302-7359859
10333256 | 6434302-7361860
10790356 | 6434302-7368894
10338705 | 6434302-7368917
10334829 | 6434302-7368921
10339226 | 6434302-7368940
10328670 | 6434302-7368945
10329100 | 6434302-7368948
10328930 | 6434302-7368949
10330027 | 6434302-7368950
10333174 | 6434302-7368951
10331531 | 6434302-7368952
10329727 | 6434302-7368953
10332174 | 6434302-7368954
10332532 | 6434302-7368955
11189579 | 6434302-7370810
10334826 | 6434302-7373222
10336866 | 6434302-7381991
10336648 | 6434302-7382001
10339303 | 6434302-7382006
10339561 | 6434302-7382011
10339621 | 6434302-7382016
10522221 | 6434302-7383692
10526081 | 6434302-7383695
10526137 | 6434302-7383699
11189049 | 6434302-7387986
10826712 | 6434302-7388021
11187712 | 6434302-7388031
11187497 | 6434302-7388049
11187905 | 6434302-7388061
10826899 | 6434302-7388072
10785700 | 6434302-7388073
10526185 | 6434302-7390950
10526606 | 6434302-7390964
10452348 | 6434302-7390965
10452389 | 6434302-7390968
10633841 | 6434302-7392263
10526400 | 6434302-7392278
10785259 | 6434302-7392280
10785389 | 6434302-7392281
10526797 | 6434302-7392282
10826597 | 6434302-7392283
10451022 | 6434302-7395026
10826304 | 6434302-7395029
10768070 | 6434302-7395036
10897057 | 6434302-7395039
10826438 | 6434302-7397577
10526911 | 6434302-7397578
10526747 | 6434302-7397580
10796882 | 6434302-7397588
10796977 | 6434302-7397607
10335442 | 6434302-7398013
10503762 | 6434302-7400868
10334889 | 6434302-7400869
10334251 | 6434302-7404960
10335814 | 6434302-7404990
10527162 | 6434302-7405229
10988795 | 6434302-7405542
11189487 | 6434302-7405559
10329233 | 6434302-7412815
10451154 | 6434302-7424322
10334529 | 6434302-7425031
10337084 | 6434302-7425466
10451492 | 6434302-7428970
10451673 | 6434302-7430884
10452078 | 6434302-7431822
10451918 | 6434302-7432041
11188120 | 6434302-7433701
10383895 | 6434302-7437332
11188483 | 6434302-7439248
10896858 | 6434302-7440860
10451689 | 6434302-7444059
11188887 | 6434302-7455999
11189296 | 6434302-7456454
10945298 | 6434302-7465394
11189163 | 6434302-7476183
10436809 | 6434302-8077677
10331159 | 6434302-8206186
10330526 | 6434302-8215500
10330141 | 6434302-8215501
10331724 | 6434302-8231379
10333046 | 6434302-8231383
10338393 | 6434302-8283972
10341225 | 6434302-8283984
10438104 | 6434401-6802284
10439601 | 6434401-7017189
10435816 | 6434401-7017207
10432733 | 6434401-7017210
10328233 | 6434401-7082027
10437932 | 6434401-7085078
10440203 | 6434401-7153571
10340555 | 6434401-7153749
10433102 | 6434401-7153753
10439550 | 6434401-7153769
10778589 | 6434401-7153796
10778449 | 6434401-7153798
10438015 | 6434401-7171378
10341980 | 6434401-7171379
10438730 | 6434401-7179288
10340468 | 6434401-7195726
10328417 | 6434401-7211641
10525907 | 6434401-7221394
10451386 | 6434401-7221400
10513228 | 6434401-7221402
10440131 | 6434401-7273661
10329379 | 6434401-7277654
10332011 | 6434401-7291150
10437984 | 6434401-7291796
10434269 | 6434401-7292807
10433438 | 6434401-7295015
10438905 | 6434401-7295629
10329468 | 6434401-7295693
10433509 | 6434401-7295699
10332895 | 6434401-7295716
10330661 | 6434401-7295721
10433140 | 6434401-7295727
10434581 | 6434401-7295731
10335719 | 6434401-7295737
10336319 | 6434401-7295748
10436184 | 6434401-7295757
10434706 | 6434401-7295762
10435177 | 6434401-7295768
10433584 | 6434401-7298501
10433920 | 6434401-7298502
10434457 | 6434401-7298503
10471144 | 6434401-7306108
10439261 | 6434401-7307555
10334406 | 6434401-7310717
10332823 | 6434401-7310719
10333571 | 6434401-7310721
10334230 | 6434401-7310722
10336822 | 6434401-7310723
10333501 | 6434401-7310724
10435132 | 6434401-7313017
10435729 | 6434401-7321668
10436575 | 6434401-7325290
10329803 | 6434401-7339340
10497225 | 6434401-7341808
10336122 | 6434401-7344369
10497350 | 6434401-7345556
10497789 | 6434401-7345557
10944966 | 6434401-7345558
10634354 | 6434401-7345564
10634170 | 6434401-7345566
10438782 | 6434401-7358178
10333255 | 6434401-7361860
10340077 | 6434401-7364338
10341122 | 6434401-7368894
10383854 | 6434401-7368917
10790389 | 6434401-7368921
10339230 | 6434401-7368940
10328669 | 6434401-7368945
10329104 | 6434401-7368948
10328910 | 6434401-7368949
10330029 | 6434401-7368950
10333175 | 6434401-7368951
10331533 | 6434401-7368952
10329730 | 6434401-7368953
10332177 | 6434401-7368954
10332534 | 6434401-7368955
11188398 | 6434401-7370810
10334831 | 6434401-7373222
10522165 | 6434401-7383692
10526093 | 6434401-7383695
10526242 | 6434401-7383699
11187669 | 6434401-7387986
11187590 | 6434401-7388031
11187867 | 6434401-7388049
11187809 | 6434401-7388061
11188975 | 6434401-7388072
11189081 | 6434401-7388073
10526546 | 6434401-7390950
10526696 | 6434401-7390964
10452196 | 6434401-7390965
10452293 | 6434401-7390968
10633939 | 6434401-7392263
10526485 | 6434401-7392278
10785404 | 6434401-7392280
10785339 | 6434401-7392281
10526878 | 6434401-7392282
10826542 | 6434401-7392283
10451092 | 6434401-7395026
10826545 | 6434401-7395029
10768166 | 6434401-7395036
10897060 | 6434401-7395039
10797185 | 6434401-7397588
10503736 | 6434401-7400868
10334250 | 6434401-7404960
10335816 | 6434401-7404990
10527085 | 6434401-7405229
11188265 | 6434401-7405559
10826321 | 6434401-7410050
10329234 | 6434401-7412815
10451250 | 6434401-7424322
10334533 | 6434401-7425031
10337083 | 6434401-7425466
10451842 | 6434401-7430884
10452234 | 6434401-7431822
10452109 | 6434401-7432041
11188014 | 6434401-7433701
10383958 | 6434401-7437332
11188829 | 6434401-7439248
10896918 | 6434401-7440860
10451539 | 6434401-7444059
11189247 | 6434401-7455999
11189420 | 6434401-7456454
11189534 | 6434401-7476183
11188415 | 6434401-7500636
10435495 | 6434401-8077661
10434855 | 6434401-8077677
10434157 | 6434401-8077678
10330530 | 6434401-8215500
10333048 | 6434401-8231383
10432762 | 6434401-8240433
10496872 | 6434401-8240442
10337643 | 6434401-8240445
10339998 | 6434401-8240448
10338315 | 6434401-8283940
10335462 | 6434401-8283947
10338396 | 6434401-8283972
10341226 | 6434401-8283984
10339439 | 6434401-8284054
10337752 | 6434401-8284074
10335604 | 6434401-8284096
10338033 | 6434401-8284109
10439995 | 6434807-7273628
10439178 | 6434807-7284503
10341873 | 6434807-7325526
10341794 | 6434807-7333010
10337502 | 6434807-7335354
10341709 | 6434807-7338294
10497541 | 6434807-7459038
11188367 | 6434807-7466895
10340250 | 6436308-7275333
10339868 | 6436308-7276087
10332083 | 6443303-7159921
10436466 | 6443303-7195720
10341914 | 6443303-7325526
10342066 | 6443303-7334654
10337507 | 6443303-7335354
10497887 | 6443303-7459038
10438109 | 6445506-6802284
10332087 | 6445506-7159921
10340810 | 6445506-7195730
10330587 | 6445506-7266485
10331135 | 6445506-7272475
10340249 | 6445506-7275333
10339870 | 6445506-7276087
10437035 | 6445506-7280426
10471150 | 6445506-7306108
10336825 | 6445506-7310723
10341704 | 6445506-7338294
10497764 | 6445506-7459038
10438139 | 6445605-7061259
10332091 | 6445605-7159921
10436468 | 6445605-7195720
10331062 | 6445605-7264221
10330588 | 6445605-7266485
10331137 | 6445605-7272475
10439996 | 6445605-7273628
10440298 | 6445605-7273636
10340251 | 6445605-7275333
10339940 | 6445605-7276087
10437036 | 6445605-7280426
10439179 | 6445605-7284503
10341030 | 6445605-7297794
10341876 | 6445605-7325526
10341797 | 6445605-7333010
10342071 | 6445605-7334654
10337513 | 6445605-7335354
10341706 | 6445605-7338294
10497896 | 6445605-7459038
10438111 | 6448104-6802284
10332383 | 6448104-7011431
10328620 | 6448104-7011442
10432865 | 6448104-7011443
10436767 | 6448104-7011444
10328121 | 6448104-7011445
10436997 | 6448104-7011447
10439599 | 6448104-7017189
10435820 | 6448104-7017207
10432742 | 6448104-7017210
10438441 | 6448104-7128425
10438705 | 6448104-7128434
10440210 | 6448104-7153571
10439849 | 6448104-7153574
10340556 | 6448104-7153749
10433097 | 6448104-7153753
10439551 | 6448104-7153769
10778553 | 6448104-7153796
10778456 | 6448104-7153798
10340353 | 6448104-7171375
10438019 | 6448104-7171378
10341982 | 6448104-7171379
10329023 | 6448104-7171380
10330977 | 6448104-7171385
10330373 | 6448104-7171386
10336245 | 6448104-7171387
10471799 | 6448104-7171393
10438738 | 6448104-7179288
10341433 | 6448104-7185643
10333691 | 6448104-7185644
10341331 | 6448104-7185646
10328421 | 6448104-7211641
10525927 | 6448104-7221394
10451403 | 6448104-7221400
10513230 | 6448104-7221402
10439447 | 6448104-7268332
10339031 | 6448104-7269686
10440134 | 6448104-7273661
10329382 | 6448104-7277654
10328540 | 6448104-7288425
10332014 | 6448104-7291150
10437989 | 6448104-7291796
10434272 | 6448104-7292807
10433436 | 6448104-7295015
10438841 | 6448104-7295629
10329471 | 6448104-7295693
10433511 | 6448104-7295699
10330917 | 6448104-7295708
10332896 | 6448104-7295716
10330662 | 6448104-7295721
10433142 | 6448104-7295727
10434598 | 6448104-7295731
10335723 | 6448104-7295737
10336322 | 6448104-7295748
10332337 | 6448104-7295751
10436185 | 6448104-7295757
10434708 | 6448104-7295762
10435179 | 6448104-7295768
10436776 | 6448104-7296993
10434622 | 6448104-7298497
10433586 | 6448104-7298501
10433924 | 6448104-7298502
10434461 | 6448104-7298503
10471153 | 6448104-7306108
10439115 | 6448104-7307513
10334408 | 6448104-7310717
10332826 | 6448104-7310719
10333570 | 6448104-7310721
10334225 | 6448104-7310722
10336826 | 6448104-7310723
10333503 | 6448104-7310724
10439033 | 6448104-7311331
10434886 | 6448104-7312843
10435121 | 6448104-7313017
10435719 | 6448104-7321668
10436585 | 6448104-7325290
10329806 | 6448104-7339340
10497219 | 6448104-7341808
10336125 | 6448104-7344369
10988360 | 6448104-7345547
10988536 | 6448104-7345548
10988476 | 6448104-7345549
10988690 | 6448104-7345550
10988754 | 6448104-7345551
10497638 | 6448104-7345555
10497353 | 6448104-7345556
10497812 | 6448104-7345557
10944960 | 6448104-7345558
10634059 | 6448104-7345564
10634396 | 6448104-7345565
10634176 | 6448104-7345566
10634093 | 6448104-7345567
10634425 | 6448104-7345568
10988945 | 6448104-7345570
10989035 | 6448104-7345571
10438780 | 6448104-7358178
10336489 | 6448104-7359859
10333254 | 6448104-7361860
10338700 | 6448104-7368917
10334812 | 6448104-7368921
10339233 | 6448104-7368940
10328671 | 6448104-7368945
10329108 | 6448104-7368948
10328913 | 6448104-7368949
10330031 | 6448104-7368950
10333176 | 6448104-7368951
10331535 | 6448104-7368952
10329733 | 6448104-7368953
10332180 | 6448104-7368954
10332538 | 6448104-7368955
10334808 | 6448104-7373222
10336867 | 6448104-7381991
10336650 | 6448104-7382001
10339305 | 6448104-7382006
10339644 | 6448104-7382011
10336591 | 6448104-7382016
10522167 | 6448104-7383692
10526097 | 6448104-7383695
10526245 | 6448104-7383699
11187673 | 6448104-7387986
10826629 | 6448104-7388021
11187619 | 6448104-7388031
11187872 | 6448104-7388049
10387412 | 6448104-7388061
10826843 | 6448104-7388072
10785676 | 6448104-7388073
10526552 | 6448104-7390950
10526700 | 6448104-7390964
10452205 | 6448104-7390965
10452294 | 6448104-7390968
10633942 | 6448104-7392263
10526481 | 6448104-7392278
10785413 | 6448104-7392280
10785364 | 6448104-7392281
10526880 | 6448104-7392282
10826557 | 6448104-7392283
10451095 | 6448104-7395026
10826550 | 6448104-7395029
10768165 | 6448104-7395036
10897024 | 6448104-7395039
10826212 | 6448104-7397577
10526710 | 6448104-7397578
10526997 | 6448104-7397580
10797060 | 6448104-7397607
10335444 | 6448104-7398013
10503729 | 6448104-7400868
10334892 | 6448104-7400869
10334249 | 6448104-7404960
10335818 | 6448104-7404990
10527097 | 6448104-7405229
10988846 | 6448104-7405542
11188259 | 6448104-7405559
10340914 | 6448104-7405852
10338548 | 6448104-7405861
10329237 | 6448104-7412815
10451249 | 6448104-7424322
10337246 | 6448104-7425031
10337085 | 6448104-7425466
10451643 | 6448104-7428970
10451845 | 6448104-7430884
10452231 | 6448104-7431822
10452129 | 6448104-7432041
11188017 | 6448104-7433701
10383962 | 6448104-7437332
11188832 | 6448104-7439248
10896919 | 6448104-7440860
10451548 | 6448104-7444059
11189249 | 6448104-7455999
11189425 | 6448104-7456454
10945390 | 6448104-7465394
11189540 | 6448104-7476183
10331157 | 6448104-8206186
10330520 | 6448104-8215500
10330143 | 6448104-8215501
10331725 | 6448104-8231379
10333049 | 6448104-8231383
10337645 | 6448104-8240445
10452295 | 6448500-7390968
10451864 | 6448568-7017189
10436188 | 6448568-7295757
10333257 | 6448568-7361860
10340079 | 6448568-7364338
10331726 | 6448568-8231379
10438114 | 6449235-6802284
10332380 | 6449235-7011431
10328621 | 6449235-7011442
10432864 | 6449235-7011443
10436769 | 6449235-7011444
10328110 | 6449235-7011445
10436998 | 6449235-7011447
10439602 | 6449235-7017189
10435811 | 6449235-7017207
10432756 | 6449235-7017210
10328231 | 6449235-7082027
10438272 | 6449235-7085078
10438445 | 6449235-7128425
10438612 | 6449235-7128432
10438709 | 6449235-7128434
10440218 | 6449235-7153571
10439851 | 6449235-7153574
10340557 | 6449235-7153749
10433098 | 6449235-7153753
10439554 | 6449235-7153769
10439651 | 6449235-7153771
10778556 | 6449235-7153796
10778424 | 6449235-7153798
10340354 | 6449235-7171375
10438023 | 6449235-7171378
10341981 | 6449235-7171379
10329026 | 6449235-7171380
10330375 | 6449235-7171386
10336227 | 6449235-7171387
10471771 | 6449235-7171393
10438746 | 6449235-7179288
10341430 | 6449235-7185643
10333692 | 6449235-7185644
10341317 | 6449235-7185646
10340470 | 6449235-7195726
10328425 | 6449235-7211641
10525910 | 6449235-7221394
10451400 | 6449235-7221400
10513234 | 6449235-7221402
10439940 | 6449235-7238726
10439450 | 6449235-7268332
10339034 | 6449235-7269686
10440137 | 6449235-7273661
10437212 | 6449235-7273669
10329373 | 6449235-7277654
10328746 | 6449235-7288425
10332017 | 6449235-7291150
10437997 | 6449235-7291796
10434273 | 6449235-7292807
10433439 | 6449235-7295015
10438860 | 6449235-7295629
10329474 | 6449235-7295693
10433512 | 6449235-7295699
10330919 | 6449235-7295708
10332898 | 6449235-7295716
10330663 | 6449235-7295721
10433144 | 6449235-7295727
10434606 | 6449235-7295731
10335720 | 6449235-7295737
10336325 | 6449235-7295748
10332340 | 6449235-7295751
10436186 | 6449235-7295757
10434710 | 6449235-7295762
10435178 | 6449235-7295768
10436779 | 6449235-7296993
10434625 | 6449235-7298497
10433585 | 6449235-7298501
10433922 | 6449235-7298502
10434468 | 6449235-7298503
10471160 | 6449235-7306108
10331629 | 6449235-7307014
10439119 | 6449235-7307513
10439251 | 6449235-7307555
10334403 | 6449235-7310717
10332829 | 6449235-7310719
10333573 | 6449235-7310721
10334228 | 6449235-7310722
10336828 | 6449235-7310723
10333506 | 6449235-7310724
10437485 | 6449235-7312880
10435125 | 6449235-7313017
10435731 | 6449235-7321668
10436562 | 6449235-7325290
10329807 | 6449235-7339340
10497227 | 6449235-7341808
10336128 | 6449235-7344369
10988364 | 6449235-7345547
10988532 | 6449235-7345548
10988455 | 6449235-7345549
10988580 | 6449235-7345550
10497639 | 6449235-7345555
10497354 | 6449235-7345556
10497816 | 6449235-7345557
10944962 | 6449235-7345558
10634061 | 6449235-7345564
10634397 | 6449235-7345565
10634184 | 6449235-7345566
10634103 | 6449235-7345567
10634426 | 6449235-7345568
10988946 | 6449235-7345570
10438790 | 6449235-7358178
10336493 | 6449235-7359859
10333260 | 6449235-7361860
10340070 | 6449235-7364338
10341123 | 6449235-7368894
10338704 | 6449235-7368917
10334820 | 6449235-7368921
10339236 | 6449235-7368940
10328672 | 6449235-7368945
10329097 | 6449235-7368948
10328916 | 6449235-7368949
10330033 | 6449235-7368950
10333177 | 6449235-7368951
10331537 | 6449235-7368952
10329736 | 6449235-7368953
10332172 | 6449235-7368954
10332541 | 6449235-7368955
11188400 | 6449235-7370810
10334816 | 6449235-7373222
10336868 | 6449235-7381991
10336649 | 6449235-7382001
10339307 | 6449235-7382006
10339645 | 6449235-7382011
10336593 | 6449235-7382016
10522168 | 6449235-7383692
10526100 | 6449235-7383695
10526246 | 6449235-7383699
11187674 | 6449235-7387986
10826633 | 6449235-7388021
11187598 | 6449235-7388031
11187870 | 6449235-7388049
11187812 | 6449235-7388061
10826835 | 6449235-7388072
10785685 | 6449235-7388073
10526547 | 6449235-7390950
10526690 | 6449235-7390964
10452207 | 6449235-7390965
10452296 | 6449235-7390968
10633944 | 6449235-7392263
10526484 | 6449235-7392278
10785420 | 6449235-7392280
10785354 | 6449235-7392281
10526881 | 6449235-7392282
10826551 | 6449235-7392283
10451096 | 6449235-7395026
10826605 | 6449235-7395029
10768167 | 6449235-7395036
10897021 | 6449235-7395039
10826213 | 6449235-7397577
10526712 | 6449235-7397578
10526999 | 6449235-7397580
10797214 | 6449235-7397588
10797058 | 6449235-7397607
10335427 | 6449235-7398013
10503734 | 6449235-7400868
10334885 | 6449235-7400869
10334252 | 6449235-7404960
10335820 | 6449235-7404990
10527101 | 6449235-7405229
11188263 | 6449235-7405559
10329236 | 6449235-7412815
10451252 | 6449235-7424322
10337247 | 6449235-7425031
10337086 | 6449235-7425466
10451846 | 6449235-7430884
10452235 | 6449235-7431822
10452132 | 6449235-7432041
11188016 | 6449235-7433701
10383964 | 6449235-7437332
11188905 | 6449235-7439248
10896921 | 6449235-7440860
10451550 | 6449235-7444059
11189250 | 6449235-7455999
11189429 | 6449235-7456454
10945391 | 6449235-7465394
11189544 | 6449235-7476183
10435500 | 6449235-8077661
10434858 | 6449235-8077677
10434159 | 6449235-8077678
10331160 | 6449235-8206186
10330524 | 6449235-8215500
10330127 | 6449235-8215501
10331727 | 6449235-8231379
10333050 | 6449235-8231383
10432776 | 6449235-8240433
10496878 | 6449235-8240442
10337574 | 6449235-8240445
10339999 | 6449235-8240448
10338316 | 6449235-8283940
10335466 | 6449235-8283947
10338394 | 6449235-8283972
10341227 | 6449235-8283984
10337753 | 6449235-8284074
10335607 | 6449235-8284096
10338036 | 6449235-8284109
10438142 | 6458400-7061259
10332095 | 6458400-7159921
10436465 | 6458400-7195720
10331059 | 6458400-7264221
10330589 | 6458400-7266485
10331139 | 6458400-7272475
10439997 | 6458400-7273628
10440300 | 6458400-7273636
10340252 | 6458400-7275333
10339942 | 6458400-7276087
10437037 | 6458400-7280426
10439180 | 6458400-7284503
10341031 | 6458400-7297794
10341874 | 6458400-7325526
10341800 | 6458400-7333010
10342067 | 6458400-7334654
10337500 | 6458400-7335354
10341708 | 6458400-7338294
10497774 | 6458400-7459038
10333695 | 6459606-7185644
10339037 | 6459606-7269686
10435814 | 6459614-7017207
10432811 | 6459614-7017210
10439853 | 6459614-7153574
10438755 | 6459614-7179288
10434280 | 6459614-7292807
10434616 | 6459614-7295731
10436189 | 6459614-7295757
10434473 | 6459614-7298503
10471141 | 6459614-7306108
10439123 | 6459614-7307513
10435129 | 6459614-7313017
10497684 | 6459614-7345555
10497838 | 6459614-7345557
10333262 | 6459614-7361860
11188422 | 6459614-7370810
10334814 | 6459614-7373222
10526561 | 6459614-7390950
10452255 | 6459614-7390965
10452304 | 6459614-7390968
10331728 | 6459614-8231379
10438116 | 6459804-6802284
10332384 | 6459804-7011431
10432872 | 6459804-7011443
10436771 | 6459804-7011444
10328114 | 6459804-7011445
10436999 | 6459804-7011447
10439603 | 6459804-7017189
10435818 | 6459804-7017207
10432654 | 6459804-7017210
10328234 | 6459804-7082027
10437935 | 6459804-7085078
10438449 | 6459804-7128425
10438614 | 6459804-7128432
10438713 | 6459804-7128434
10333884 | 6459804-7142247
10440222 | 6459804-7153571
10439855 | 6459804-7153574
10340558 | 6459804-7153749
10433103 | 6459804-7153753
10439553 | 6459804-7153769
10778558 | 6459804-7153796
10778476 | 6459804-7153798
10340355 | 6459804-7171375
10438027 | 6459804-7171378
10341983 | 6459804-7171379
10329016 | 6459804-7171380
10330980 | 6459804-7171385
10330377 | 6459804-7171386
10336229 | 6459804-7171387
10471774 | 6459804-7171393
10438760 | 6459804-7179288
10333693 | 6459804-7185644
10341320 | 6459804-7185646
10340473 | 6459804-7195726
10328429 | 6459804-7211641
10525930 | 6459804-7221394
10451418 | 6459804-7221400
10513244 | 6459804-7221402
10439453 | 6459804-7268332
10339039 | 6459804-7269686
10440140 | 6459804-7273661
10329376 | 6459804-7277654
10332020 | 6459804-7291150
10437986 | 6459804-7291796
10434283 | 6459804-7292807
10433444 | 6459804-7295015
10438870 | 6459804-7295629
10329477 | 6459804-7295693
10433514 | 6459804-7295699
10330921 | 6459804-7295708
10332897 | 6459804-7295716
10330664 | 6459804-7295721
10433156 | 6459804-7295727
10434600 | 6459804-7295731
10335725 | 6459804-7295737
10336328 | 6459804-7295748
10332342 | 6459804-7295751
10436187 | 6459804-7295757
10434712 | 6459804-7295762
10435180 | 6459804-7295768
10434535 | 6459804-7298497
10433587 | 6459804-7298501
10433926 | 6459804-7298502
10434481 | 6459804-7298503
10471151 | 6459804-7306108
10331631 | 6459804-7307014
10439112 | 6459804-7307513
10471163 | 6459804-7309902
10334405 | 6459804-7310717
10332832 | 6459804-7310719
10333574 | 6459804-7310721
10334231 | 6459804-7310722
10336831 | 6459804-7310723
10333499 | 6459804-7310724
10439036 | 6459804-7311331
10434889 | 6459804-7312843
10437486 | 6459804-7312880
10435133 | 6459804-7313017
10435736 | 6459804-7321668
10436569 | 6459804-7325290
10329810 | 6459804-7339340
10497253 | 6459804-7341808
10988379 | 6459804-7345547
10988544 | 6459804-7345548
10988566 | 6459804-7345549
10988591 | 6459804-7345550
10988762 | 6459804-7345551
10497664 | 6459804-7345555
10497359 | 6459804-7345556
10497831 | 6459804-7345557
10944945 | 6459804-7345558
10634067 | 6459804-7345564
10634399 | 6459804-7345565
10634385 | 6459804-7345566
10634115 | 6459804-7345567
10634432 | 6459804-7345568
10988958 | 6459804-7345570
10989043 | 6459804-7345571
10438795 | 6459804-7358178
10336494 | 6459804-7359859
10333259 | 6459804-7361860
10340072 | 6459804-7364338
10337433 | 6459804-7367010
10341124 | 6459804-7368894
10338708 | 6459804-7368917
10334822 | 6459804-7368921
10339239 | 6459804-7368940
10328674 | 6459804-7368945
10329101 | 6459804-7368948
10328919 | 6459804-7368949
10330035 | 6459804-7368950
10333241 | 6459804-7368951
10331539 | 6459804-7368952
10329728 | 6459804-7368953
10332175 | 6459804-7368954
10332530 | 6459804-7368955
11188558 | 6459804-7370810
10334818 | 6459804-7373222
10336651 | 6459804-7382001
10339309 | 6459804-7382006
10339562 | 6459804-7382011
10522183 | 6459804-7383692
10526105 | 6459804-7383695
10526252 | 6459804-7383699
11187914 | 6459804-7388049
10526559 | 6459804-7390950
10527119 | 6459804-7390964
10452254 | 6459804-7390965
10452303 | 6459804-7390968
10633947 | 6459804-7392263
10526490 | 6459804-7392278
10785423 | 6459804-7392280
10785381 | 6459804-7392281
10526886 | 6459804-7392282
10826657 | 6459804-7392283
10451110 | 6459804-7395026
10826554 | 6459804-7395029
10768171 | 6459804-7395036
10897064 | 6459804-7395039
10826218 | 6459804-7397577
10526717 | 6459804-7397578
10527005 | 6459804-7397580
10797183 | 6459804-7397588
10797070 | 6459804-7397607
10335430 | 6459804-7398013
10503764 | 6459804-7400868
10334888 | 6459804-7400869
10334254 | 6459804-7404960
10335822 | 6459804-7404990
10526349 | 6459804-7405229
10988852 | 6459804-7405542
11188080 | 6459804-7405559
10785744 | 6459804-7410032
10826346 | 6459804-7410050
10945256 | 6459804-7410078
10329846 | 6459804-7412815
10451263 | 6459804-7424322
10337248 | 6459804-7425031
10337088 | 6459804-7425466
10451651 | 6459804-7428970
10451852 | 6459804-7430884
10451874 | 6459804-7431822
10452157 | 6459804-7432041
11188026 | 6459804-7433701
10383973 | 6459804-7437332
11188906 | 6459804-7439248
10451561 | 6459804-7444059
11189259 | 6459804-7455999
11189450 | 6459804-7456454
10945092 | 6459804-7465394
11189550 | 6459804-7476183
10435503 | 6459804-8077661
10434856 | 6459804-8077677
10434160 | 6459804-8077678
10331161 | 6459804-8206186
10330528 | 6459804-8215500
10330131 | 6459804-8215501
10336957 | 6459804-8215503
10331729 | 6459804-8231379
10333051 | 6459804-8231383
10432792 | 6459804-8240433
10496893 | 6459804-8240442
10337579 | 6459804-8240445
10340000 | 6459804-8240448
10338317 | 6459804-8283940
10335464 | 6459804-8283947
10338397 | 6459804-8283972
10341228 | 6459804-8283984
10337909 | 6459804-8283990
10339440 | 6459804-8284054
10337754 | 6459804-8284074
10338181 | 6459804-8284081
10335610 | 6459804-8284096
10339541 | 6459804-8284109
10436335 | 6459804-8305049
10438120 | 6460505-6802284
10332381 | 6460505-7011431
10328624 | 6460505-7011442
10432878 | 6460505-7011443
10436774 | 6460505-7011444
10328116 | 6460505-7011445
10437000 | 6460505-7011447
10439606 | 6460505-7017189
10435821 | 6460505-7017207
10432665 | 6460505-7017210
10438145 | 6460505-7061259
10328232 | 6460505-7082027
10437938 | 6460505-7085078
10438453 | 6460505-7128425
10438716 | 6460505-7128434
10333886 | 6460505-7142247
10440204 | 6460505-7153571
10439857 | 6460505-7153574
10340559 | 6460505-7153749
10433108 | 6460505-7153753
10439556 | 6460505-7153769
10439657 | 6460505-7153771
10778541 | 6460505-7153796
10778485 | 6460505-7153798
10332094 | 6460505-7159921
10340358 | 6460505-7171375
10438030 | 6460505-7171378
10341985 | 6460505-7171379
10329019 | 6460505-7171380
10698948 | 6460505-7171385
10330374 | 6460505-7171386
10336231 | 6460505-7171387
10471779 | 6460505-7171393
10438765 | 6460505-7179288
10341432 | 6460505-7185643
10333696 | 6460505-7185644
10341323 | 6460505-7185646
10436467 | 6460505-7195720
10340471 | 6460505-7195726
10340811 | 6460505-7195730
10437629 | 6460505-7196923
10437673 | 6460505-7209287
10328431 | 6460505-7211641
10525929 | 6460505-7221394
10451424 | 6460505-7221400
10513248 | 6460505-7221402
10436005 | 6460505-7228760
10439944 | 6460505-7238726
10331063 | 6460505-7264221
10330590 | 6460505-7266485
10439456 | 6460505-7268332
10339041 | 6460505-7269686
10331141 | 6460505-7272475
10439998 | 6460505-7273628
10440299 | 6460505-7273636
10440143 | 6460505-7273661
10437216 | 6460505-7273669
10340253 | 6460505-7275333
10339869 | 6460505-7276087
10329378 | 6460505-7277654
10437038 | 6460505-7280426
11187355 | 6460505-7283610
10439181 | 6460505-7284503
10328747 | 6460505-7288425
10332024 | 6460505-7291150
10437993 | 6460505-7291796
10434285 | 6460505-7292807
10433447 | 6460505-7295015
10438886 | 6460505-7295629
10329470 | 6460505-7295693
10433516 | 6460505-7295699
10330923 | 6460505-7295708
10332899 | 6460505-7295716
10330665 | 6460505-7295721
10433347 | 6460505-7295727
10434609 | 6460505-7295731
10335734 | 6460505-7295737
10613383 | 6460505-7295748
10332344 | 6460505-7295751
10436190 | 6460505-7295757
10434707 | 6460505-7295762
10435181 | 6460505-7295768
10436784 | 6460505-7296993
10341032 | 6460505-7297794
10434537 | 6460505-7298497
10433590 | 6460505-7298501
10434255 | 6460505-7298502
10434465 | 6460505-7298503
10471155 | 6460505-7306108
10331633 | 6460505-7307014
10439116 | 6460505-7307513
10439255 | 6460505-7307555
10334407 | 6460505-7310717
10332812 | 6460505-7310719
10333576 | 6460505-7310721
10334233 | 6460505-7310722
10336834 | 6460505-7310723
10333505 | 6460505-7310724
10439038 | 6460505-7311331
10434894 | 6460505-7312843
10437490 | 6460505-7312880
10435135 | 6460505-7313017
10435741 | 6460505-7321668
10436572 | 6460505-7325290
10341875 | 6460505-7325526
10341792 | 6460505-7333010
10342070 | 6460505-7334654
10337503 | 6460505-7335354
10341710 | 6460505-7338294
10329813 | 6460505-7339340
10497267 | 6460505-7341808
10698972 | 6460505-7344369
10988384 | 6460505-7345547
10988547 | 6460505-7345548
10988570 | 6460505-7345549
10988598 | 6460505-7345550
10988767 | 6460505-7345551
10497805 | 6460505-7345555
10497360 | 6460505-7345556
10497857 | 6460505-7345557
10944939 | 6460505-7345558
10634344 | 6460505-7345564
10634386 | 6460505-7345565
10634327 | 6460505-7345566
10634079 | 6460505-7345567
10634429 | 6460505-7345568
10438810 | 6460505-7358178
10336501 | 6460505-7359859
10698956 | 6460505-7361860
10340074 | 6460505-7364338
10341125 | 6460505-7368894
10699016 | 6460505-7368917
10698968 | 6460505-7368921
10339241 | 6460505-7368940
10328673 | 6460505-7368945
10698938 | 6460505-7368948
10328922 | 6460505-7368949
10698944 | 6460505-7368950
10333242 | 6460505-7368951
10611965 | 6460505-7368952
10699018 | 6460505-7368953
10611884 | 6460505-7368954
10332533 | 6460505-7368955
11188692 | 6460505-7370810
10334833 | 6460505-7373222
10383857 | 6460505-7381991
10450953 | 6460505-7382001
10450970 | 6460505-7382006
10698975 | 6460505-7382016
10522174 | 6460505-7383692
10526110 | 6460505-7383695
10698999 | 6460505-7383699
11187689 | 6460505-7387986
10826836 | 6460505-7388021
11187444 | 6460505-7388031
11187921 | 6460505-7388049
11187815 | 6460505-7388061
10826804 | 6460505-7388072
10785698 | 6460505-7388073
10526560 | 6460505-7390950
10698993 | 6460505-7390964
10452259 | 6460505-7390965
10698996 | 6460505-7390968
10633952 | 6460505-7392263
10526496 | 6460505-7392278
10785479 | 6460505-7392280
10785374 | 6460505-7392281
10633975 | 6460505-7392282
10826659 | 6460505-7392283
10698982 | 6460505-7395026
10826565 | 6460505-7395029
10768158 | 6460505-7395036
10897033 | 6460505-7395039
10826227 | 6460505-7397577
10526788 | 6460505-7397578
10527002 | 6460505-7397580
10797187 | 6460505-7397588
10797027 | 6460505-7397607
10335433 | 6460505-7398013
11189122 | 6460505-7400868
10334887 | 6460505-7400869
10698964 | 6460505-7404960
10335817 | 6460505-7404990
10698929 | 6460505-7405229
10988853 | 6460505-7405542
11188083 | 6460505-7405559
10785748 | 6460505-7410032
10826348 | 6460505-7410050
10945258 | 6460505-7410078
10698941 | 6460505-7412815
10698985 | 6460505-7425031
10698980 | 6460505-7425466
10699007 | 6460505-7428970
10699002 | 6460505-7430884
10611873 | 6460505-7431822
10699005 | 6460505-7432041
11188028 | 6460505-7433701
10611867 | 6460505-7437332
11188911 | 6460505-7439248
10896899 | 6460505-7440860
10598215 | 6460505-7444059
11189261 | 6460505-7455999
11189432 | 6460505-7456454
10497779 | 6460505-7459038
11188384 | 6460505-7466895
11189551 | 6460505-7476183
10435507 | 6460505-8077661
10434860 | 6460505-8077677
10434163 | 6460505-8077678
10331164 | 6460505-8206186
10330532 | 6460505-8215500
10330132 | 6460505-8215501
10331730 | 6460505-8231379
10333052 | 6460505-8231383
10432803 | 6460505-8240433
10496880 | 6460505-8240442
10337575 | 6460505-8240445
10340001 | 6460505-8240448
10338318 | 6460505-8283940
10335468 | 6460505-8283947
10338400 | 6460505-8283972
10341229 | 6460505-8283984
10337907 | 6460505-8283990
10339441 | 6460505-8284054
10337755 | 6460505-8284074
10338184 | 6460505-8284081
10335605 | 6460505-8284096
10339447 | 6460505-8284109
11187356 | 6460604-7283610
10342068 | 6460604-7334654
10337506 | 6460604-7335354
10497735 | 6460604-7459038
10338398 | 6460604-8283972
10341230 | 6460604-8283984
10338183 | 6460604-8284081
10339446 | 6460604-8284109
10439604 | 6465801-7017189
10437633 | 6465801-7196923
10439999 | 6465801-7273628
10439182 | 6465801-7284503
10337511 | 6465801-7335354
10341712 | 6465801-7338294
10497689 | 6465801-7459038
11188513 | 6465801-7466895
10438157 | 6467302-7061259
10332098 | 6467302-7159921
10435974 | 6467302-7209287
10340255 | 6467302-7275333
10471164 | 6467302-7306108
10336837 | 6467302-7310723
10341877 | 6467302-7325526
10341795 | 6467302-7333010
10337515 | 6467302-7335354
10341714 | 6467302-7338294
10332385 | 6470603-7011431
10328235 | 6470603-7082027
10437940 | 6470603-7085078
10438442 | 6470603-7128425
10438720 | 6470603-7128434
10439559 | 6470603-7153769
10439659 | 6470603-7153771
10333694 | 6470603-7185644
10340474 | 6470603-7195726
10439459 | 6470603-7268332
10437220 | 6470603-7273669
10329381 | 6470603-7277654
10332027 | 6470603-7291150
10438001 | 6470603-7291796
10434287 | 6470603-7292807
10433442 | 6470603-7295015
10433517 | 6470603-7295699
10433350 | 6470603-7295727
10434618 | 6470603-7295731
10336331 | 6470603-7295748
10332326 | 6470603-7295751
10434709 | 6470603-7295762
10435182 | 6470603-7295768
10434546 | 6470603-7298497
10433588 | 6470603-7298501
10433928 | 6470603-7298502
10434477 | 6470603-7298503
10471166 | 6470603-7306108
10334409 | 6470603-7310717
10333575 | 6470603-7310721
10336839 | 6470603-7310723
10333508 | 6470603-7310724
10434852 | 6470603-7312843
10435748 | 6470603-7321668
10329816 | 6470603-7339340
10497899 | 6470603-7345557
10333263 | 6470603-7361860
10340076 | 6470603-7364338
10341126 | 6470603-7368894
10338712 | 6470603-7368917
10334821 | 6470603-7368921
10339243 | 6470603-7368940
10328675 | 6470603-7368945
10329105 | 6470603-7368948
10328925 | 6470603-7368949
10330037 | 6470603-7368950
10333243 | 6470603-7368951
10331541 | 6470603-7368952
10329731 | 6470603-7368953
10332178 | 6470603-7368954
10332537 | 6470603-7368955
10334817 | 6470603-7373222
10336652 | 6470603-7382001
10339311 | 6470603-7382006
10339563 | 6470603-7382011
10450991 | 6470603-7382016
10522180 | 6470603-7383692
10526104 | 6470603-7383695
10526260 | 6470603-7383699
10526567 | 6470603-7390950
10527124 | 6470603-7390964
10452265 | 6470603-7390965
10452312 | 6470603-7390968
10526500 | 6470603-7392278
10526892 | 6470603-7392282
10451106 | 6470603-7395026
10526727 | 6470603-7397578
10527011 | 6470603-7397580
10797195 | 6470603-7397588
10797075 | 6470603-7397607
10334895 | 6470603-7400869
10526356 | 6470603-7405229
10785712 | 6470603-7410032
10826383 | 6470603-7410050
10329847 | 6470603-7412815
10451272 | 6470603-7424322
10337249 | 6470603-7425031
10337087 | 6470603-7425466
10451650 | 6470603-7428970
10451869 | 6470603-7430884
10451885 | 6470603-7431822
10452189 | 6470603-7432041
11188033 | 6470603-7433701
10383957 | 6470603-7437332
11188858 | 6470603-7439248
10896938 | 6470603-7440860
10451568 | 6470603-7444059
11189266 | 6470603-7455999
11189436 | 6470603-7456454
11189560 | 6470603-7476183
11188419 | 6470603-7500636
10435511 | 6470603-8077661
10434862 | 6470603-8077677
10331163 | 6470603-8206186
10383982 | 6470603-8231379
10432766 | 6470603-8240433
10496896 | 6470603-8240442
10337577 | 6470603-8240445
10338319 | 6470603-8283940
10337910 | 6470603-8283990
10436347 | 6470603-8305049
10328236 | 6470900-7082027
10334825 | 6470900-7373222
10451571 | 6470900-7444059
10436777 | 6477400-7011444
10439607 | 6477400-7017189
10435812 | 6477400-7017207
10432674 | 6477400-7017210
10437942 | 6477400-7085078
10440213 | 6477400-7153571
10439859 | 6477400-7153574
10438771 | 6477400-7179288
10328432 | 6477400-7211641
10525922 | 6477400-7221394
10451405 | 6477400-7221400
10513232 | 6477400-7221402
10437224 | 6477400-7273669
10329377 | 6477400-7277654
10332029 | 6477400-7291150
10438006 | 6477400-7291796
10434288 | 6477400-7292807
10433449 | 6477400-7295015
10438895 | 6477400-7295629
10433518 | 6477400-7295699
10332900 | 6477400-7295716
10433353 | 6477400-7295727
10434626 | 6477400-7295731
10335736 | 6477400-7295737
10433592 | 6477400-7298501
10434275 | 6477400-7298502
10434484 | 6477400-7298503
10471172 | 6477400-7306108
10439120 | 6477400-7307513
10334410 | 6477400-7310717
10332815 | 6477400-7310719
10333577 | 6477400-7310721
10336840 | 6477400-7310723
10333511 | 6477400-7310724
10435139 | 6477400-7313017
10435752 | 6477400-7321668
10436582 | 6477400-7325290
10329808 | 6477400-7339340
10497229 | 6477400-7341808
10988456 | 6477400-7345549
10497642 | 6477400-7345555
10497355 | 6477400-7345556
10497819 | 6477400-7345557
10634097 | 6477400-7345567
10988948 | 6477400-7345570
10438799 | 6477400-7358178
10336505 | 6477400-7359859
10333258 | 6477400-7361860
10338703 | 6477400-7368917
10339245 | 6477400-7368940
10328676 | 6477400-7368945
10329111 | 6477400-7368948
10328928 | 6477400-7368949
10330039 | 6477400-7368950
10333244 | 6477400-7368951
10331542 | 6477400-7368952
10329734 | 6477400-7368953
10513277 | 6477400-7368954
10332542 | 6477400-7368955
11188403 | 6477400-7370810
10334827 | 6477400-7373222
10336869 | 6477400-7381991
10336745 | 6477400-7382001
10339313 | 6477400-7382006
10339565 | 6477400-7382011
10450983 | 6477400-7382016
10522169 | 6477400-7383692
10526095 | 6477400-7383695
11187678 | 6477400-7387986
10826630 | 6477400-7388021
11187632 | 6477400-7388031
11187874 | 6477400-7388049
11187816 | 6477400-7388061
10826841 | 6477400-7388072
10785686 | 6477400-7388073
10526550 | 6477400-7390950
10526693 | 6477400-7390964
10452173 | 6477400-7390965
10452297 | 6477400-7390968
10633946 | 6477400-7392263
10526486 | 6477400-7392278
10785439 | 6477400-7392280
10785366 | 6477400-7392281
10526882 | 6477400-7392282
10826552 | 6477400-7392283
10451097 | 6477400-7395026
10826610 | 6477400-7395029
10768170 | 6477400-7395036
10897023 | 6477400-7395039
10797062 | 6477400-7397607
10503738 | 6477400-7400868
10334890 | 6477400-7400869
10334253 | 6477400-7404960
10335819 | 6477400-7404990
10527105 | 6477400-7405229
10329848 | 6477400-7412815
10337250 | 6477400-7425031
10337089 | 6477400-7425466
10451848 | 6477400-7430884
11188052 | 6477400-7433701
11188837 | 6477400-7439248
10896925 | 6477400-7440860
10451552 | 6477400-7444059
11189251 | 6477400-7455999
11189451 | 6477400-7456454
11189548 | 6477400-7476183
10434864 | 6477400-8077677
10331731 | 6477400-8231379
10333053 | 6477400-8231383
10432782 | 6477400-8240433
10338401 | 6477400-8283972
10341231 | 6477400-8283984
10328565 | 652248-7011442
10328047 | 652248-7011445
10451786 | 652248-7017189
10437708 | 652248-7017207
10432516 | 652248-7017210
10440370 | 652248-7153571
10437511 | 652248-7153574
10338563 | 652248-7153749
10433261 | 652248-7153753
10439481 | 652248-7153769
10778519 | 652248-7153796
10340700 | 652248-7171379
10328959 | 652248-7171380
10439071 | 652248-7179288
10334011 | 652248-7185644
10328299 | 652248-7211641
10336994 | 652248-7214853
10778611 | 652248-7221394
10451329 | 652248-7221400
10439293 | 652248-7273661
10452249 | 652248-7284503
10434646 | 652248-7298497
10433568 | 652248-7298501
10433643 | 652248-7298502
10434031 | 652248-7298503
10439203 | 652248-7307555
10334074 | 652248-7310717
10332987 | 652248-7310719
10333630 | 652248-7310722
10336998 | 652248-7310723
10341559 | 652248-7325526
10988375 | 652248-7345547
10988521 | 652248-7345548
10988437 | 652248-7345549
10944904 | 652248-7345556
10497668 | 652248-7345557
10945037 | 652248-7345564
10634376 | 652248-7345567
10634413 | 652248-7345568
10989023 | 652248-7345571
10338256 | 652248-8283940
10337676 | 652248-8283947
10335532 | 652248-8283972
10339377 | 652248-8284054
10338235 | 652248-8284096
10337966 | 652248-8284109
10433109 | 6605307-7153753
10438034 | 6605307-7171378
10451119 | 6605307-7221400
10339043 | 6605307-7269686
10332902 | 6605307-7295716
10434556 | 6605307-7298497
10433589 | 6605307-7298501
10433930 | 6605307-7298502
10434493 | 6605307-7298503
10334412 | 6605307-7310717
10332818 | 6605307-7310719
10333581 | 6605307-7310721
10435737 | 6605307-7321668
10497147 | 6605307-7341808
10988554 | 6605307-7345548
10333264 | 6605307-7361860
10340078 | 6605307-7364338
10339227 | 6605307-7368940
10334824 | 6605307-7373222
10339315 | 6605307-7382006
10334255 | 6605307-7404960
10335821 | 6605307-7404990
10527133 | 6605307-7405229
10337251 | 6605307-7425031
10451905 | 6605307-7432041
10383879 | 6605307-7437332
10335465 | 6605307-8283947
10438122 | 6605505-6802284
10332389 | 6605505-7011431
10432886 | 6605505-7011443
10436780 | 6605505-7011444
10328120 | 6605505-7011445
10437001 | 6605505-7011447
10439605 | 6605505-7017189
10435815 | 6605505-7017207
10432683 | 6605505-7017210
10437944 | 6605505-7085078
10333889 | 6605505-7142247
10440219 | 6605505-7153571
10439861 | 6605505-7153574
10340560 | 6605505-7153749
10433113 | 6605505-7153753
10439557 | 6605505-7153769
10778383 | 6605505-7153796
10778318 | 6605505-7153798
10340356 | 6605505-7171375
10438038 | 6605505-7171378
10341986 | 6605505-7171379
10329018 | 6605505-7171380
10330983 | 6605505-7171385
10330376 | 6605505-7171386
10336240 | 6605505-7171387
10471784 | 6605505-7171393
10438777 | 6605505-7179288
10333697 | 6605505-7185644
10341333 | 6605505-7185646
10340472 | 6605505-7195726
10328435 | 6605505-7211641
10525787 | 6605505-7221394
10451122 | 6605505-7221400
10513127 | 6605505-7221402
10339045 | 6605505-7269686
10440146 | 6605505-7273661
10329380 | 6605505-7277654
10332032 | 6605505-7291150
10438010 | 6605505-7291796
10434290 | 6605505-7292807
10433453 | 6605505-7295015
10438906 | 6605505-7295629
10329473 | 6605505-7295693
10433519 | 6605505-7295699
10330926 | 6605505-7295708
10332904 | 6605505-7295716
10330666 | 6605505-7295721
10433355 | 6605505-7295727
10434605 | 6605505-7295731
10335721 | 6605505-7295737
10336334 | 6605505-7295748
10332329 | 6605505-7295751
10436191 | 6605505-7295757
10434711 | 6605505-7295762
10435183 | 6605505-7295768
10434575 | 6605505-7298497
10433593 | 6605505-7298501
10433932 | 6605505-7298502
10434488 | 6605505-7298503
10471180 | 6605505-7306108
10331634 | 6605505-7307014
10439124 | 6605505-7307513
10471169 | 6605505-7309902
10334414 | 6605505-7310717
10332821 | 6605505-7310719
10333578 | 6605505-7310721
10334232 | 6605505-7310722
10336841 | 6605505-7310723
10333507 | 6605505-7310724
10439040 | 6605505-7311331
10434861 | 6605505-7312843
10437487 | 6605505-7312880
10435143 | 6605505-7313017
10435743 | 6605505-7321668
10436589 | 6605505-7325290
10329811 | 6605505-7339340
10497148 | 6605505-7341808
10988555 | 6605505-7345548
10988395 | 6605505-7345549
10988632 | 6605505-7345550
10988613 | 6605505-7345551
10497302 | 6605505-7345555
10497494 | 6605505-7345556
10497414 | 6605505-7345557
10944978 | 6605505-7345558
10634099 | 6605505-7345564
10634448 | 6605505-7345565
10634126 | 6605505-7345566
10634248 | 6605505-7345567
10634157 | 6605505-7345568
10988866 | 6605505-7345570
10988963 | 6605505-7345571
10438812 | 6605505-7358178
10336508 | 6605505-7359859
10333261 | 6605505-7361860
10340080 | 6605505-7364338
10341127 | 6605505-7368894
10338707 | 6605505-7368917
10334835 | 6605505-7368921
10339231 | 6605505-7368940
10328678 | 6605505-7368945
10329109 | 6605505-7368948
10328931 | 6605505-7368949
10330041 | 6605505-7368950
10333245 | 6605505-7368951
10331543 | 6605505-7368952
10329737 | 6605505-7368953
10332181 | 6605505-7368954
10332531 | 6605505-7368955
10334832 | 6605505-7373222
10336870 | 6605505-7381991
10336653 | 6605505-7382001
10339317 | 6605505-7382006
10339567 | 6605505-7382011
10339625 | 6605505-7382016
10522195 | 6605505-7383692
10525976 | 6605505-7383695
10526121 | 6605505-7383699
11188990 | 6605505-7387986
10826689 | 6605505-7388021
11187694 | 6605505-7388031
11187471 | 6605505-7388049
10826885 | 6605505-7388072
10785502 | 6605505-7388073
10526274 | 6605505-7390950
10526596 | 6605505-7390964
10452327 | 6605505-7390965
10452373 | 6605505-7390968
10633839 | 6605505-7392263
10526384 | 6605505-7392278
10785255 | 6605505-7392280
10785382 | 6605505-7392281
10526516 | 6605505-7392282
10826583 | 6605505-7392283
10451000 | 6605505-7395026
10826290 | 6605505-7395029
10768056 | 6605505-7395036
10897079 | 6605505-7395039
10826378 | 6605505-7397577
10526900 | 6605505-7397578
10526729 | 6605505-7397580
10796858 | 6605505-7397588
10796958 | 6605505-7397607
10335436 | 6605505-7398013
10334891 | 6605505-7400869
10334256 | 6605505-7404960
10335826 | 6605505-7404990
10527136 | 6605505-7405229
10988774 | 6605505-7405542
11189469 | 6605505-7405559
10785525 | 6605505-7410032
10826154 | 6605505-7410050
10945134 | 6605505-7410078
10329849 | 6605505-7412815
10451135 | 6605505-7424322
10337252 | 6605505-7425031
10337090 | 6605505-7425466
10451465 | 6605505-7428970
10451661 | 6605505-7430884
10451886 | 6605505-7431822
10451907 | 6605505-7432041
11188102 | 6605505-7433701
10383880 | 6605505-7437332
11188045 | 6605505-7439248
10452001 | 6605505-7444059
11188873 | 6605505-7455999
11189278 | 6605505-7456454
10945271 | 6605505-7465394
11189157 | 6605505-7476183
10434866 | 6605505-8077677
10434167 | 6605505-8077678
10331167 | 6605505-8206186
10330531 | 6605505-8215500
10330135 | 6605505-8215501
10336958 | 6605505-8215503
10331732 | 6605505-8231379
10333054 | 6605505-8231383
10432798 | 6605505-8240433
10496748 | 6605505-8240442
10337576 | 6605505-8240445
10340041 | 6605505-8240448
10338320 | 6605505-8283940
10335467 | 6605505-8283947
10338404 | 6605505-8283972
10341232 | 6605505-8283984
10337912 | 6605505-8283990
10339442 | 6605505-8284054
10337756 | 6605505-8284074
10338187 | 6605505-8284081
10335608 | 6605505-8284096
10339448 | 6605505-8284109
10432692 | 6605802-7017210
10437376 | 6605802-7153571
10439863 | 6605802-7153574
10340561 | 6605802-7153749
10778338 | 6605802-7153798
10471793 | 6605802-7171393
10438763 | 6605802-7179288
10333700 | 6605802-7185644
10328437 | 6605802-7211641
10525819 | 6605802-7221394
10451269 | 6605802-7221400
10513169 | 6605802-7221402
10332031 | 6605802-7291150
10332906 | 6605802-7295716
10433591 | 6605802-7298501
10434497 | 6605802-7298503
10334416 | 6605802-7310717
10332824 | 6605802-7310719
10336829 | 6605802-7310723
10436595 | 6605802-7325290
10497217 | 6605802-7341808
10438802 | 6605802-7358178
10336510 | 6605802-7359859
10333265 | 6605802-7361860
10337434 | 6605802-7367010
10338711 | 6605802-7368917
10334828 | 6605802-7368921
10332535 | 6605802-7368955
10334838 | 6605802-7373222
10336871 | 6605802-7381991
10339319 | 6605802-7382006
10522223 | 6605802-7383692
10526005 | 6605802-7383695
10526158 | 6605802-7383699
11187509 | 6605802-7388049
10526211 | 6605802-7390950
10526602 | 6605802-7390964
10452354 | 6605802-7390965
10452399 | 6605802-7390968
10633864 | 6605802-7392263
10526399 | 6605802-7392278
10785456 | 6605802-7392280
10526808 | 6605802-7392282
10826445 | 6605802-7392283
10451031 | 6605802-7395026
10826272 | 6605802-7395029
10335439 | 6605802-7398013
10503801 | 6605802-7400868
10334894 | 6605802-7400869
10335828 | 6605802-7404990
10527170 | 6605802-7405229
11188175 | 6605802-7405559
10826181 | 6605802-7410050
10945161 | 6605802-7410078
10337253 | 6605802-7425031
10337092 | 6605802-7425466
10451936 | 6605802-7432041
11188496 | 6605802-7439248
10451708 | 6605802-7444059
11189333 | 6605802-7456454
10945313 | 6605802-7465394
10435514 | 6605802-8077661
10331162 | 6605802-8206186
10330535 | 6605802-8215500
10330138 | 6605802-8215501
10336959 | 6605802-8215503
10331733 | 6605802-8231379
10496767 | 6605802-8240442
10335611 | 6605802-8284096
10436356 | 6605802-8305049
10328239 | 6606008-7082027
10525817 | 6606008-7221394
10451259 | 6606008-7221400
10471176 | 6606008-7309902
10497222 | 6606008-7341808
10333267 | 6606008-7361860
10334830 | 6606008-7373222
10633865 | 6606008-7392263
10526402 | 6606008-7392278
10503798 | 6606008-7400868
10335832 | 6606008-7404990
10527173 | 6606008-7405229
10435519 | 6606008-8077661
10330537 | 6606008-8215500
10330142 | 6606008-8215501
10432812 | 6606008-8240433
10433110 | 6617401-7153753
10332901 | 6617401-7295716
10434586 | 6617401-7298497
10433594 | 6617401-7298501
10433934 | 6617401-7298502
10434501 | 6617401-7298503
10334418 | 6617401-7310717
10332827 | 6617401-7310719
10333582 | 6617401-7310721
10435739 | 6617401-7321668
10497335 | 6617401-7341808
10988512 | 6617401-7345548
10333270 | 6617401-7361860
10334834 | 6617401-7373222
10339321 | 6617401-7382006
10334259 | 6617401-7404960
10335834 | 6617401-7404990
10527038 | 6617401-7405229
10336960 | 6617401-8215503
10438125 | 6617609-6802284
10439608 | 6617609-7017189
10435817 | 6617609-7017207
10432702 | 6617609-7017210
10333888 | 6617609-7142247
10437375 | 6617609-7153571
10439864 | 6617609-7153574
10340562 | 6617609-7153749
10433114 | 6617609-7153753
10439560 | 6617609-7153769
10778508 | 6617609-7153796
10778435 | 6617609-7153798
10330986 | 6617609-7171385
10330378 | 6617609-7171386
10336241 | 6617609-7171387
10471782 | 6617609-7171393
10438768 | 6617609-7179288
10328439 | 6617609-7211641
10440151 | 6617609-7273661
10329383 | 6617609-7277654
10332034 | 6617609-7291150
10438014 | 6617609-7291796
10434292 | 6617609-7292807
10433456 | 6617609-7295015
10438914 | 6617609-7295629
10329472 | 6617609-7295693
10433520 | 6617609-7295699
10330929 | 6617609-7295708
10332903 | 6617609-7295716
10330667 | 6617609-7295721
10433358 | 6617609-7295727
10434612 | 6617609-7295731
10335724 | 6617609-7295737
10336337 | 6617609-7295748
10332332 | 6617609-7295751
10436194 | 6617609-7295757
10434713 | 6617609-7295762
10435185 | 6617609-7295768
10434593 | 6617609-7298497
10433598 | 6617609-7298501
10433936 | 6617609-7298502
10434505 | 6617609-7298503
10471185 | 6617609-7306108
10331635 | 6617609-7307014
10439113 | 6617609-7307513
10471184 | 6617609-7309902
10334420 | 6617609-7310717
10332830 | 6617609-7310719
10333579 | 6617609-7310721
10334234 | 6617609-7310722
10336832 | 6617609-7310723
10333510 | 6617609-7310724
10439039 | 6617609-7311331
10434870 | 6617609-7312843
10437491 | 6617609-7312880
10435147 | 6617609-7313017
10435746 | 6617609-7321668
10436600 | 6617609-7325290
10497337 | 6617609-7341808
10988329 | 6617609-7345547
10988428 | 6617609-7345549
10988702 | 6617609-7345550
10988674 | 6617609-7345551
10497502 | 6617609-7345555
10497723 | 6617609-7345556
10497589 | 6617609-7345557
10945030 | 6617609-7345558
10471538 | 6617609-7345564
10471554 | 6617609-7345565
10471578 | 6617609-7345566
10471587 | 6617609-7345567
10471632 | 6617609-7345568
10988913 | 6617609-7345570
10989018 | 6617609-7345571
10438816 | 6617609-7358178
10336500 | 6617609-7359859
10333268 | 6617609-7361860
10329732 | 6617609-7368953
10334837 | 6617609-7373222
10336872 | 6617609-7381991
10336655 | 6617609-7382001
10339323 | 6617609-7382006
10339570 | 6617609-7382011
10336584 | 6617609-7382016
10526041 | 6617609-7383695
11189072 | 6617609-7387986
10826801 | 6617609-7388021
11187492 | 6617609-7388031
11187621 | 6617609-7388049
10826872 | 6617609-7388072
10785605 | 6617609-7388073
10526314 | 6617609-7390950
10336725 | 6617609-7390968
10797083 | 6617609-7397607
10335441 | 6617609-7398013
10334898 | 6617609-7400869
10334257 | 6617609-7404960
10335836 | 6617609-7404990
10527036 | 6617609-7405229
10988801 | 6617609-7405542
11188211 | 6617609-7405559
11159692 | 6617609-7444378
10945349 | 6617609-7465394
10435492 | 6617609-8077661
10337757 | 6617609-8284074
10432707 | 6617807-7017210
10437377 | 6617807-7153571
10439865 | 6617807-7153574
10340563 | 6617807-7153749
10778372 | 6617807-7153798
10471792 | 6617807-7171393
10438774 | 6617807-7179288
10328441 | 6617807-7211641
10332037 | 6617807-7291150
10332905 | 6617807-7295716
10433595 | 6617807-7298501
10434670 | 6617807-7298503
10334422 | 6617807-7310717
10332833 | 6617807-7310719
10333583 | 6617807-7310721
10336830 | 6617807-7310723
10436605 | 6617807-7325290
10497339 | 6617807-7341808
10438805 | 6617807-7358178
10336502 | 6617807-7359859
10333272 | 6617807-7361860
10337436 | 6617807-7367010
10334840 | 6617807-7373222
10336873 | 6617807-7381991
10339325 | 6617807-7382006
10522261 | 6617807-7383692
11187622 | 6617807-7388049
10633904 | 6617807-7392263
10340663 | 6617807-7395032
10335443 | 6617807-7398013
10503856 | 6617807-7400868
10334901 | 6617807-7400869
10335825 | 6617807-7404990
10527039 | 6617807-7405229
11188212 | 6617807-7405559
11159726 | 6617807-7444378
10945350 | 6617807-7465394
10336961 | 6617807-8215503
10436362 | 6617807-8305049
10328237 | 6618003-7082027
10471188 | 6618003-7309902
10497341 | 6618003-7341808
10333266 | 6618003-7361860
10334842 | 6618003-7373222
10503858 | 6618003-7400868
10335827 | 6618003-7404990
10527037 | 6618003-7405229
10435498 | 6618003-8077661
10336962 | 6618003-8215503
10438041 | 6619001-7171378
10451436 | 6619001-7221400
10341446 | 6619001-7269686
10340082 | 6619001-7364338
10339234 | 6619001-7368940
10336699 | 6619001-7390965
10336729 | 6619001-7390968
10340915 | 6619001-7405852
10338547 | 6619001-7405861
10337254 | 6619001-7425031
10451968 | 6619001-7432041
10383928 | 6619001-7437332
10335471 | 6619001-8283947
10332403 | 6619209-7011431
10432873 | 6619209-7011443
10436783 | 6619209-7011444
10328124 | 6619209-7011445
10437002 | 6619209-7011447
10437949 | 6619209-7085078
10340359 | 6619209-7171375
10438046 | 6619209-7171378
10341984 | 6619209-7171379
10329021 | 6619209-7171380
10333698 | 6619209-7185644
10341334 | 6619209-7185646
10340475 | 6619209-7195726
10338853 | 6619209-7221394
10451421 | 6619209-7221400
10339668 | 6619209-7221402
10341447 | 6619209-7269686
10329814 | 6619209-7339340
10471826 | 6619209-7345547
10471845 | 6619209-7345548
10471875 | 6619209-7345549
10471895 | 6619209-7345550
10471907 | 6619209-7345551
10471690 | 6619209-7345555
10471734 | 6619209-7345556
10471759 | 6619209-7345557
10471794 | 6619209-7345558
10353203 | 6619209-7345570
10353186 | 6619209-7345571
10340081 | 6619209-7364338
10341128 | 6619209-7368894
10338709 | 6619209-7368917
10790374 | 6619209-7368921
10339237 | 6619209-7368940
10328680 | 6619209-7368945
10329113 | 6619209-7368948
10328911 | 6619209-7368949
10330043 | 6619209-7368950
10333178 | 6619209-7368951
10331532 | 6619209-7368952
10332173 | 6619209-7368954
10332539 | 6619209-7368955
10334844 | 6619209-7373222
10339327 | 6619209-7382006
10339564 | 6619209-7382011
10336921 | 6619209-7383692
10336620 | 6619209-7383695
10336640 | 6619209-7383699
10336934 | 6619209-7390950
10526651 | 6619209-7390964
10336703 | 6619209-7390965
10336718 | 6619209-7390968
10338485 | 6619209-7392263
10340155 | 6619209-7392278
10340932 | 6619209-7392280
10338501 | 6619209-7392281
10340172 | 6619209-7392282
10338517 | 6619209-7392283
10340186 | 6619209-7395026
10338538 | 6619209-7395029
10340661 | 6619209-7395032
10340682 | 6619209-7395036
10340691 | 6619209-7395039
10339789 | 6619209-7397577
10339805 | 6619209-7397578
10338250 | 6619209-7397580
10796942 | 6619209-7397588
10334904 | 6619209-7400869
10340916 | 6619209-7405852
10338551 | 6619209-7405861
10785625 | 6619209-7410032
10826265 | 6619209-7410050
10945201 | 6619209-7410078
10329850 | 6619209-7412815
10451209 | 6619209-7424322
10337255 | 6619209-7425031
10337094 | 6619209-7425466
10451607 | 6619209-7428970
10451808 | 6619209-7430884
10452179 | 6619209-7431822
10451970 | 6619209-7432041
11188171 | 6619209-7433701
10383930 | 6619209-7437332
11188549 | 6619209-7439248
10451759 | 6619209-7444059
11188754 | 6619209-7455999
11189366 | 6619209-7456454
11189198 | 6619209-7476183
10434867 | 6619209-8077677
10434171 | 6619209-8077678
10330539 | 6619209-8215500
10330144 | 6619209-8215501
10336963 | 6619209-8215503
10331734 | 6619209-8231379
10333055 | 6619209-8231383
10432772 | 6619209-8240433
10496819 | 6619209-8240442
10337578 | 6619209-8240445
10340042 | 6619209-8240448
10338321 | 6619209-8283940
10335469 | 6619209-8283947
10338407 | 6619209-8283972
10341233 | 6619209-8283984
10337915 | 6619209-8283990
10339443 | 6619209-8284054
10337758 | 6619209-8284074
10338186 | 6619209-8284081
10335614 | 6619209-8284096
10339450 | 6619209-8284109
10333701 | 6619308-7185644
10525896 | 6619308-7221394
10451425 | 6619308-7221400
10339671 | 6619308-7221402
10338713 | 6619308-7368917
10790375 | 6619308-7368921
10333946 | 6619308-7368955
10334845 | 6619308-7373222
10522263 | 6619308-7383692
10526049 | 6619308-7383695
10526189 | 6619308-7383699
10526317 | 6619308-7390950
10526653 | 6619308-7390964
10336707 | 6619308-7390965
10336722 | 6619308-7390968
10526448 | 6619308-7392278
10785309 | 6619308-7392280
10526842 | 6619308-7392282
10826468 | 6619308-7392283
10451062 | 6619308-7395026
10826496 | 6619308-7395029
10338550 | 6619308-7405861
10826274 | 6619308-7410050
10945200 | 6619308-7410078
10337256 | 6619308-7425031
10337096 | 6619308-7425466
10451973 | 6619308-7432041
11188550 | 6619308-7439248
10451762 | 6619308-7444059
11189401 | 6619308-7456454
10435501 | 6619308-8077661
10331166 | 6619308-8206186
10330533 | 6619308-8215500
10330145 | 6619308-8215501
10336964 | 6619308-8215503
10331735 | 6619308-8231379
10496823 | 6619308-8240442
10335617 | 6619308-8284096
10436367 | 6619308-8305049
10328240 | 6619506-7082027
10525900 | 6619506-7221394
10451433 | 6619506-7221400
10633898 | 6619506-7392263
10340156 | 6619506-7392278
10338521 | 6619506-7392283
10435505 | 6619506-8077661
10330536 | 6619506-8215500
10330126 | 6619506-8215501
10432786 | 6619506-8240433
10496820 | 6626204-8240442
10332834 | 6632608-7310719
10340083 | 6632608-7364338
10768052 | 6632608-7383692
10526065 | 6632608-7383695
10789845 | 6632608-7383699
10436192 | 6632806-7295757
10434608 | 6632806-7298497
10433600 | 6632806-7298501
10433938 | 6632806-7298502
10434671 | 6632806-7298503
10471170 | 6632806-7306108
10334424 | 6632806-7310717
10332836 | 6632806-7310719
10333580 | 6632806-7310721
10334235 | 6632806-7310722
10336833 | 6632806-7310723
10333512 | 6632806-7310724
10435134 | 6632806-7313017
10329817 | 6632806-7339340
10340085 | 6632806-7364338
10341129 | 6632806-7368894
10338717 | 6632806-7368917
10790395 | 6632806-7368921
10328682 | 6632806-7368945
10329117 | 6632806-7368948
10328914 | 6632806-7368949
10330045 | 6632806-7368950
10331534 | 6632806-7368952
10332176 | 6632806-7368954
10333947 | 6632806-7368955
10334836 | 6632806-7373222
10522213 | 6632806-7383692
10525988 | 6632806-7383695
10526135 | 6632806-7383699
10796876 | 6632806-7397588
10785545 | 6632806-7410032
10434615 | 6633002-7298497
10433596 | 6633002-7298501
10434672 | 6633002-7298503
10334411 | 6633002-7310717
10332838 | 6633002-7310719
10333584 | 6633002-7310721
10333948 | 6633002-7368955
10522211 | 6633002-7383692
10526134 | 6633002-7383699
10328238 | 6633101-7082027
10332840 | 6633101-7310719
10334236 | 6633101-7310722
10336836 | 6633101-7310723
10333515 | 6633101-7310724
11159684 | 6670608-7444378
10336965 | 6670608-8215503
10328331 | 6670800-7082027
10337438 | 6671240-7367010
10336966 | 6671240-8215503
10336967 | 6671260-8215503
11159709 | 6676040-7444378
10336968 | 6676040-8215503
11159714 | 6676045-7444378
10336969 | 6676045-8215503
10328335 | 6676060-7082027
10336970 | 6676060-8215503
10328334 | 6676065-7082027
10336971 | 6676065-8215503
10439609 | 6677504-7017189
10435823 | 6677504-7017207
10432716 | 6677504-7017210
10437374 | 6677504-7153571
10439866 | 6677504-7153574
10438784 | 6677504-7179288
10328443 | 6677504-7211641
10332039 | 6677504-7291150
10434279 | 6677504-7292807
10433361 | 6677504-7295727
10334413 | 6677504-7310717
10497853 | 6677504-7345557
10438818 | 6677504-7358178
10333271 | 6677504-7361860
10328677 | 6677504-7368945
10450937 | 6677504-7368955
10826662 | 6677504-7392283
10768181 | 6677504-7395036
10526357 | 6677504-7405229
11188859 | 6677504-7439248
11189268 | 6677504-7455999
10434871 | 6677504-8077677
10333058 | 6677504-8231383
10338399 | 6677504-8283972
10432729 | 6709703-7017210
10340641 | 6709703-7153749
11187322 | 6709703-7221394
10526013 | 6709703-7383695
10526277 | 6709703-7390950
10526626 | 6709703-7390964
10451992 | 6709703-7390965
10452419 | 6709703-7390968
10633950 | 6709703-7392263
10526419 | 6709703-7392278
10785293 | 6709703-7392280
10526819 | 6709703-7392282
10826454 | 6709703-7392283
10451044 | 6709703-7395026
10826278 | 6709703-7395029
10768101 | 6709703-7395036
10337091 | 6709703-7425466
10451796 | 6709703-7430884
11188730 | 6709703-7455999
11189312 | 6709703-7456454
11189234 | 6709703-7476183
10336972 | 6709703-8215503
10331248 | 6709703-8231379
10333056 | 6709703-8231383
10336509 | 6800304-7359859
10333269 | 6800304-7361860
10944972 | 6800320-7345557
10634128 | 6800320-7345567
10335829 | 6800320-7404990
10438127 | 6800321-6802284
10334415 | 6800321-7310717
10333273 | 6800321-7361860
10333949 | 6800321-7368955
10334839 | 6800321-7373222
10335445 | 6800321-7398013
10503759 | 6800321-7400868
10334261 | 6800321-7404960
10335830 | 6800321-7404990
10526351 | 6800321-7405229
10945094 | 6800321-7465394
10331165 | 6800321-8206186
10330538 | 6800321-8215500
10328249 | 6813703-7082027
10333891 | 6813703-7142247
10471196 | 6813703-7309902
10337440 | 6813703-7367010
11159724 | 6813703-7444378
10336973 | 6813703-8215503
10328336 | 6815104-7082027
11159679 | 6815104-7444378
10336974 | 6815104-8215503
10436327 | 6815104-8305049
10438128 | 6825400-6802284
10332387 | 6825400-7011431
10328627 | 6825400-7011442
10432879 | 6825400-7011443
10436785 | 6825400-7011444
10328127 | 6825400-7011445
10439612 | 6825400-7017189
10432748 | 6825400-7017210
10328337 | 6825400-7082027
10437952 | 6825400-7085078
10437380 | 6825400-7153571
10439867 | 6825400-7153574
10340642 | 6825400-7153749
10433111 | 6825400-7153753
10439561 | 6825400-7153769
10778388 | 6825400-7153796
10778324 | 6825400-7153798
10438050 | 6825400-7171378
10341987 | 6825400-7171379
10330978 | 6825400-7171385
10336242 | 6825400-7171387
10471787 | 6825400-7171393
10438781 | 6825400-7179288
10341434 | 6825400-7185643
10333699 | 6825400-7185644
10340476 | 6825400-7195726
10328445 | 6825400-7211641
10525798 | 6825400-7221394
10451132 | 6825400-7221400
10513134 | 6825400-7221402
10341545 | 6825400-7269686
10440154 | 6825400-7273661
10329386 | 6825400-7277654
10332041 | 6825400-7291150
10438018 | 6825400-7291796
10433450 | 6825400-7295015
10438923 | 6825400-7295629
10329475 | 6825400-7295693
10433521 | 6825400-7295699
10330932 | 6825400-7295708
10332907 | 6825400-7295716
10330668 | 6825400-7295721
10433365 | 6825400-7295727
10434620 | 6825400-7295731
10335728 | 6825400-7295737
10336340 | 6825400-7295748
10332335 | 6825400-7295751
10436195 | 6825400-7295757
10434714 | 6825400-7295762
10435188 | 6825400-7295768
10434540 | 6825400-7298497
10433599 | 6825400-7298501
10433940 | 6825400-7298502
10434673 | 6825400-7298503
10471174 | 6825400-7306108
10334417 | 6825400-7310717
10332841 | 6825400-7310719
10333586 | 6825400-7310721
10334237 | 6825400-7310722
10336838 | 6825400-7310723
10333518 | 6825400-7310724
10439041 | 6825400-7311331
10434878 | 6825400-7312843
10435138 | 6825400-7313017
10435750 | 6825400-7321668
10436611 | 6825400-7325290
10329809 | 6825400-7339340
10988624 | 6825400-7345550
10497500 | 6825400-7345556
10944979 | 6825400-7345558
10634087 | 6825400-7345564
10988872 | 6825400-7345570
10438820 | 6825400-7358178
10333275 | 6825400-7361860
10340087 | 6825400-7364338
10341130 | 6825400-7368894
10338718 | 6825400-7368917
10334843 | 6825400-7368921
10341346 | 6825400-7368940
10328679 | 6825400-7368945
10328917 | 6825400-7368949
10330018 | 6825400-7368950
10333179 | 6825400-7368951
10329735 | 6825400-7368953
10333950 | 6825400-7368955
11189578 | 6825400-7370810
10334841 | 6825400-7373222
10336945 | 6825400-7381991
10522205 | 6825400-7383692
10525983 | 6825400-7383695
10526152 | 6825400-7383699
11188998 | 6825400-7387986
10826704 | 6825400-7388021
11187701 | 6825400-7388031
10826888 | 6825400-7388072
10785506 | 6825400-7388073
10526283 | 6825400-7390950
10526593 | 6825400-7390964
10452341 | 6825400-7390965
10452379 | 6825400-7390968
10633848 | 6825400-7392263
10526387 | 6825400-7392278
10785261 | 6825400-7392280
10785351 | 6825400-7392281
10526515 | 6825400-7392282
10826615 | 6825400-7392283
10451007 | 6825400-7395026
10826249 | 6825400-7395029
10768068 | 6825400-7395036
10896977 | 6825400-7395039
10826386 | 6825400-7397577
10526912 | 6825400-7397578
10526732 | 6825400-7397580
10796867 | 6825400-7397588
10796968 | 6825400-7397607
10335429 | 6825400-7398013
10503716 | 6825400-7400868
10334893 | 6825400-7400869
10334258 | 6825400-7404960
10335831 | 6825400-7404990
10527143 | 6825400-7405229
11189488 | 6825400-7405559
10785536 | 6825400-7410032
10826161 | 6825400-7410050
10945141 | 6825400-7410078
10451145 | 6825400-7424322
10337258 | 6825400-7425031
10337093 | 6825400-7425466
10451468 | 6825400-7428970
10452049 | 6825400-7431822
10451916 | 6825400-7432041
11188108 | 6825400-7433701
10452195 | 6825400-7437332
11188610 | 6825400-7439248
10452027 | 6825400-7444059
11188879 | 6825400-7455999
11189287 | 6825400-7456454
10945279 | 6825400-7465394
11189228 | 6825400-7476183
10434869 | 6825400-8077677
10330540 | 6825400-8215500
10330130 | 6825400-8215501
10331246 | 6825400-8231379
10333059 | 6825400-8231383
10432801 | 6825400-8240433
10337580 | 6825400-8240445
10340043 | 6825400-8240448
10335473 | 6825400-8283947
10338402 | 6825400-8283972
10341234 | 6825400-8283984
10337759 | 6825400-8284074
10338189 | 6825400-8284081
10339449 | 6825400-8284109
10328630 | 6825509-7011442
10432887 | 6825509-7011443
10328118 | 6825509-7011445
10432765 | 6825509-7017210
10437955 | 6825509-7085078
10439868 | 6825509-7153574
10340643 | 6825509-7153749
10433115 | 6825509-7153753
10341989 | 6825509-7171379
10336243 | 6825509-7171387
10333702 | 6825509-7185644
10328430 | 6825509-7211641
10525795 | 6825509-7221394
10451131 | 6825509-7221400
10513131 | 6825509-7221402
10329384 | 6825509-7277654
10332043 | 6825509-7291150
10438022 | 6825509-7291796
10433455 | 6825509-7295015
10438863 | 6825509-7295629
10433513 | 6825509-7295699
10330922 | 6825509-7295708
10433168 | 6825509-7295727
10434627 | 6825509-7295731
10332338 | 6825509-7295751
10436193 | 6825509-7295757
10435184 | 6825509-7295768
10434554 | 6825509-7298497
10433597 | 6825509-7298501
10433942 | 6825509-7298502
10434508 | 6825509-7298503
10471183 | 6825509-7306108
10334419 | 6825509-7310717
10332842 | 6825509-7310719
10333597 | 6825509-7310721
10334238 | 6825509-7310722
10336842 | 6825509-7310723
10333520 | 6825509-7310724
10435142 | 6825509-7313017
10435760 | 6825509-7321668
10436619 | 6825509-7325290
10988605 | 6825509-7345550
10988615 | 6825509-7345551
10634447 | 6825509-7345565
10634159 | 6825509-7345568
10988868 | 6825509-7345570
10988969 | 6825509-7345571
10438828 | 6825509-7358178
10333277 | 6825509-7361860
10341131 | 6825509-7368894
10334547 | 6825509-7368921
10334044 | 6825509-7368955
11189575 | 6825509-7370810
10334546 | 6825509-7373222
10522203 | 6825509-7383692
10785409 | 6825509-7383695
10526149 | 6825509-7383699
11188996 | 6825509-7387986
10826702 | 6825509-7388021
11187703 | 6825509-7388031
10826890 | 6825509-7388072
10785505 | 6825509-7388073
10785349 | 6825509-7392281
10826618 | 6825509-7392283
10526909 | 6825509-7397578
10526735 | 6825509-7397580
10796865 | 6825509-7397588
10503718 | 6825509-7400868
10334896 | 6825509-7400869
10335833 | 6825509-7404990
10527150 | 6825509-7405229
11189473 | 6825509-7405559
10785533 | 6825509-7410032
10945139 | 6825509-7410078
10451143 | 6825509-7424322
10337095 | 6825509-7425466
10451466 | 6825509-7428970
10451901 | 6825509-7431822
10451913 | 6825509-7432041
11188167 | 6825509-7433701
11188047 | 6825509-7439248
10452024 | 6825509-7444059
11188878 | 6825509-7455999
10330541 | 6825509-8215500
10330133 | 6825509-8215501
10333057 | 6825509-8231383
10432855 | 6825509-8240433
10340044 | 6825509-8240448
10338405 | 6825509-8283972
10339435 | 6825509-8284054
10337760 | 6825509-8284074
10339451 | 6825509-8284109
10778511 | 6825558-7153796
10471797 | 6825558-7171393
10451439 | 6825558-7221400
10330136 | 6825558-8215501
10438129 | 6828305-6802284
10438446 | 6828305-7128425
10438725 | 6828305-7128434
10439666 | 6828305-7153771
10328433 | 6828305-7211641
10439439 | 6828305-7268332
10440157 | 6828305-7273661
10329387 | 6828305-7277654
10332044 | 6828305-7291150
10438026 | 6828305-7291796
10438875 | 6828305-7295629
10329476 | 6828305-7295693
10330924 | 6828305-7295708
10332908 | 6828305-7295716
10330669 | 6828305-7295721
10335726 | 6828305-7295737
10336321 | 6828305-7295748
10332341 | 6828305-7295751
10436196 | 6828305-7295757
10334421 | 6828305-7310717
10332843 | 6828305-7310719
10333585 | 6828305-7310721
10334239 | 6828305-7310722
10336843 | 6828305-7310723
10333523 | 6828305-7310724
10439043 | 6828305-7311331
10435751 | 6828305-7321668
10497179 | 6828305-7341808
10497459 | 6828305-7345557
10944993 | 6828305-7345558
10634123 | 6828305-7345564
10988926 | 6828305-7345570
10438839 | 6828305-7358178
10333274 | 6828305-7361860
10340089 | 6828305-7364338
10341132 | 6828305-7368894
10790397 | 6828305-7368921
10328681 | 6828305-7368945
10329121 | 6828305-7368948
10333180 | 6828305-7368951
10332179 | 6828305-7368954
10334548 | 6828305-7373222
10526086 | 6828305-7383695
10785267 | 6828305-7392280
10785375 | 6828305-7392281
10633860 | 6828305-7392282
10826366 | 6828305-7397578
10796883 | 6828305-7397588
10335835 | 6828305-7404990
10527158 | 6828305-7405229
11189490 | 6828305-7405559
10826172 | 6828305-7410050
10945146 | 6828305-7410078
10329851 | 6828305-7412815
10451155 | 6828305-7424322
10337097 | 6828305-7425466
10451921 | 6828305-7432041
10451692 | 6828305-7444059
10330542 | 6828305-8215500
10438131 | 6828503-6802284
10329390 | 6828503-7277654
10332045 | 6828503-7291150
10438031 | 6828503-7291796
10438891 | 6828503-7295629
10329479 | 6828503-7295693
10330928 | 6828503-7295708
10332910 | 6828503-7295716
10330670 | 6828503-7295721
10335729 | 6828503-7295737
10336323 | 6828503-7295748
10332343 | 6828503-7295751
10436197 | 6828503-7295757
10334423 | 6828503-7310717
10332844 | 6828503-7310719
10333589 | 6828503-7310721
10334240 | 6828503-7310722
10336844 | 6828503-7310723
10333526 | 6828503-7310724
10434859 | 6828503-7312843
10435765 | 6828503-7321668
10438849 | 6828503-7358178
10341133 | 6828503-7368894
10328683 | 6828503-7368945
10329110 | 6828503-7368948
10818385 | 6828503-7368950
10513278 | 6828503-7368954
10334045 | 6828503-7368955
10797200 | 6828503-7397588
10945273 | 6828503-7410078
10330543 | 6828503-8215500
10328339 | 6843007-7082027
10471206 | 6843007-7309902
10333279 | 6843007-7361860
10334549 | 6843007-7373222
10633960 | 6843007-7392263
10526509 | 6843007-7392278
10503783 | 6843007-7400868
10335837 | 6843007-7404990
10526359 | 6843007-7405229
10330545 | 6843007-8215500
10330746 | 6843007-8215501
10438133 | 6877609-6802284
10332391 | 6877609-7011431
10432882 | 6877609-7011443
10436788 | 6877609-7011444
10328123 | 6877609-7011445
10439618 | 6877609-7017189
10435824 | 6877609-7017207
10432796 | 6877609-7017210
10438450 | 6877609-7128425
10438615 | 6877609-7128432
10333894 | 6877609-7142247
10437379 | 6877609-7153571
10439869 | 6877609-7153574
10340564 | 6877609-7153749
10433112 | 6877609-7153753
10439564 | 6877609-7153769
10778405 | 6877609-7153796
10778458 | 6877609-7153798
10341991 | 6877609-7171379
10329044 | 6877609-7171380
10330981 | 6877609-7171385
10330380 | 6877609-7171386
10336244 | 6877609-7171387
10471807 | 6877609-7171393
10438786 | 6877609-7179288
10340479 | 6877609-7195726
10328434 | 6877609-7211641
10525807 | 6877609-7221394
10451247 | 6877609-7221400
10513147 | 6877609-7221402
10439442 | 6877609-7268332
10341449 | 6877609-7269686
10440160 | 6877609-7273661
10329393 | 6877609-7277654
10332035 | 6877609-7291150
10438039 | 6877609-7291796
10434974 | 6877609-7292807
10433459 | 6877609-7295015
10438899 | 6877609-7295629
10329482 | 6877609-7295693
10433515 | 6877609-7295699
10330931 | 6877609-7295708
10332912 | 6877609-7295716
10330671 | 6877609-7295721
10433170 | 6877609-7295727
10434624 | 6877609-7295731
10335733 | 6877609-7295737
10336326 | 6877609-7295748
10332345 | 6877609-7295751
10436201 | 6877609-7295757
10434716 | 6877609-7295762
10435186 | 6877609-7295768
10434573 | 6877609-7298497
10433601 | 6877609-7298501
10433946 | 6877609-7298502
10434511 | 6877609-7298503
10471186 | 6877609-7306108
10331636 | 6877609-7307014
10471212 | 6877609-7309902
10334425 | 6877609-7310717
10332835 | 6877609-7310719
10333588 | 6877609-7310721
10332649 | 6877609-7310722
10336845 | 6877609-7310723
10333509 | 6877609-7310724
10439045 | 6877609-7311331
10434868 | 6877609-7312843
10435146 | 6877609-7313017
10435771 | 6877609-7321668
10436625 | 6877609-7325290
10329812 | 6877609-7339340
10497174 | 6877609-7341808
10988552 | 6877609-7345548
10988401 | 6877609-7345549
10988623 | 6877609-7345551
10497321 | 6877609-7345555
10497540 | 6877609-7345556
10497451 | 6877609-7345557
10944989 | 6877609-7345558
10634106 | 6877609-7345564
10634457 | 6877609-7345565
10634133 | 6877609-7345566
10634308 | 6877609-7345567
10634201 | 6877609-7345568
10988923 | 6877609-7345570
10988975 | 6877609-7345571
10438825 | 6877609-7358178
10333276 | 6877609-7361860
10340091 | 6877609-7364338
10337426 | 6877609-7367010
10790355 | 6877609-7368894
10338720 | 6877609-7368917
10334551 | 6877609-7368921
10328684 | 6877609-7368945
10329114 | 6877609-7368948
10328920 | 6877609-7368949
10513268 | 6877609-7368952
10333951 | 6877609-7368955
10334550 | 6877609-7373222
10336874 | 6877609-7381991
10450945 | 6877609-7382001
10450956 | 6877609-7382006
10450974 | 6877609-7382011
10522225 | 6877609-7383692
10526085 | 6877609-7383695
10526141 | 6877609-7383699
11189010 | 6877609-7387986
10826717 | 6877609-7388021
11187502 | 6877609-7388049
10826901 | 6877609-7388072
10785510 | 6877609-7388073
10526179 | 6877609-7390950
10526607 | 6877609-7390964
10452349 | 6877609-7390965
10452390 | 6877609-7390968
10633844 | 6877609-7392263
10526403 | 6877609-7392278
10785263 | 6877609-7392280
10785361 | 6877609-7392281
10526799 | 6877609-7392282
10451023 | 6877609-7395026
10768066 | 6877609-7395036
10897065 | 6877609-7395039
10826392 | 6877609-7397577
10526914 | 6877609-7397578
10526745 | 6877609-7397580
10796879 | 6877609-7397588
10796981 | 6877609-7397607
10335432 | 6877609-7398013
10503765 | 6877609-7400868
10334899 | 6877609-7400869
10334262 | 6877609-7404960
10335838 | 6877609-7404990
10527155 | 6877609-7405229
10988820 | 6877609-7405542
11189484 | 6877609-7405559
10785551 | 6877609-7410032
10826168 | 6877609-7410050
10945145 | 6877609-7410078
11188121 | 6877609-7433701
11159685 | 6877609-7444378
10945299 | 6877609-7465394
10435509 | 6877609-8077661
10331168 | 6877609-8206186
10330534 | 6877609-8215500
10330747 | 6877609-8215501
10331247 | 6877609-8231379
10333060 | 6877609-8231383
10432814 | 6877609-8240433
10496764 | 6877609-8240442
10337581 | 6877609-8240445
10338322 | 6877609-8283940
10335470 | 6877609-8283947
10341235 | 6877609-8283984
10338746 | 6877609-8284054
10337761 | 6877609-8284074
10338190 | 6877609-8284081
10335620 | 6877609-8284096
10339452 | 6877609-8284109
10438148 | 7128903-6802284
10332101 | 7128903-7159921
10340812 | 7128903-7195730
10330591 | 7128903-7266485
10331143 | 7128903-7272475
10340254 | 7128903-7275333
10339871 | 7128903-7276087
10437039 | 7128903-7280426
10471168 | 7128903-7306108
10336835 | 7128903-7310723
10341711 | 7128903-7338294
10497773 | 7128903-7459038
10778593 | -7153798
10790571 | 7367010-1700250
10790568 | 7367010-6617807
10790572 | 7367010-6671240
10790575 | 7367010-7992782
10790577 | 7367010-7992878
10439622 | 7885025-7017189
10435829 | 7885025-7017207
10333278 | 7885025-7361860
11187414 | 7885025-7368917
10334553 | 7888938-7373222
10452127 | 7888938-7390965
10452469 | 7888938-7390968
10503694 | 7889168-7400868
10335839 | 7889168-7404990
10341988 | 7889508-7171379
10433529 | 7889508-7295699
10434516 | 7889508-7298503
10435136 | 7889508-7313017
10436629 | 7889508-7325290
10333286 | 7889508-7361860
10329546 | 7889508-7368953
10333952 | 7889508-7368955
10334554 | 7889508-7373222
10785247 | 7889508-7390950
10826879 | 7889508-7390964
10768087 | 7889508-7390965
10826525 | 7889508-7392283
10768152 | 7889508-7395036
10503696 | 7889508-7400868
10337260 | 7889508-7425031
11188582 | 7889508-7439248
10451524 | 7889508-7444059
11188770 | 7889508-7455999
10330247 | 7889508-8215500
10330748 | 7889508-8215501
10333061 | 7889508-8231383
10451822 | 795591-7430884
10383945 | 795591-7437332
10438152 | 7991188-6802284
10438150 | 7991189-6802284
10526322 | 7991189-7390950
10452080 | 7991189-7390965
10526320 | 7991204-7390950
10342072 | 7991217-7334654
10337518 | 7991217-7335354
10497390 | 7991217-7459038
10341878 | 7991219-7325526
10341798 | 7991219-7333010
10337522 | 7991219-7335354
10438153 | 7991222-6802284
10332397 | 7991222-7011431
10328623 | 7991222-7011442
10432888 | 7991222-7011443
10436790 | 7991222-7011444
10328126 | 7991222-7011445
10437003 | 7991222-7011447
10439610 | 7991222-7017189
10435833 | 7991222-7017207
10432815 | 7991222-7017210
10437958 | 7991222-7085078
10438454 | 7991222-7128425
10333897 | 7991222-7142247
10437378 | 7991222-7153571
10439870 | 7991222-7153574
10340565 | 7991222-7153749
10433116 | 7991222-7153753
10439562 | 7991222-7153769
10439682 | 7991222-7153771
10778486 | 7991222-7153796
10778353 | 7991222-7153798
10340357 | 7991222-7171375
10438053 | 7991222-7171378
10341990 | 7991222-7171379
10329022 | 7991222-7171380
10330984 | 7991222-7171385
10330379 | 7991222-7171386
10336234 | 7991222-7171387
10471828 | 7991222-7171393
10438792 | 7991222-7179288
10341435 | 7991222-7185643
10333703 | 7991222-7185644
10341335 | 7991222-7185646
10340477 | 7991222-7195726
10328436 | 7991222-7211641
10525829 | 7991222-7221394
10451340 | 7991222-7221400
10513188 | 7991222-7221402
10439947 | 7991222-7238726
10439445 | 7991222-7268332
10341448 | 7991222-7269686
10440163 | 7991222-7273661
10329385 | 7991222-7277654
10332036 | 7991222-7291150
10438045 | 7991222-7291796
10434975 | 7991222-7292807
10433461 | 7991222-7295015
10438909 | 7991222-7295629
10329485 | 7991222-7295693
10433531 | 7991222-7295699
10330934 | 7991222-7295708
10332914 | 7991222-7295716
10330672 | 7991222-7295721
10433169 | 7991222-7295727
10434628 | 7991222-7295731
10335741 | 7991222-7295737
10336329 | 7991222-7295748
10332328 | 7991222-7295751
10436198 | 7991222-7295757
10434718 | 7991222-7295762
10435187 | 7991222-7295768
10434582 | 7991222-7298497
10433602 | 7991222-7298501
10433944 | 7991222-7298502
10434518 | 7991222-7298503
10471177 | 7991222-7306108
10331637 | 7991222-7307014
10439117 | 7991222-7307513
10334438 | 7991222-7310717
10332837 | 7991222-7310719
10332648 | 7991222-7310722
10337346 | 7991222-7310723
10333513 | 7991222-7310724
10439047 | 7991222-7311331
10434877 | 7991222-7312843
10437488 | 7991222-7312880
10435140 | 7991222-7313017
10435777 | 7991222-7321668
10436592 | 7991222-7325290
10329815 | 7991222-7339340
10497234 | 7991222-7341808
10336131 | 7991222-7344369
10988312 | 7991222-7345547
10988501 | 7991222-7345548
10988424 | 7991222-7345549
10988685 | 7991222-7345550
10988648 | 7991222-7345551
10497449 | 7991222-7345555
10497622 | 7991222-7345556
10497565 | 7991222-7345557
10945021 | 7991222-7345558
10634197 | 7991222-7345564
10634466 | 7991222-7345565
10634213 | 7991222-7345566
10634357 | 7991222-7345567
10634238 | 7991222-7345568
10988901 | 7991222-7345570
10988992 | 7991222-7345571
10438835 | 7991222-7358178
10336511 | 7991222-7359859
10333290 | 7991222-7361860
10340093 | 7991222-7364338
10341134 | 7991222-7368894
10338722 | 7991222-7368917
10334555 | 7991222-7368921
10341348 | 7991222-7368940
10328686 | 7991222-7368945
10329118 | 7991222-7368948
10328923 | 7991222-7368949
10330020 | 7991222-7368950
10333181 | 7991222-7368951
10331536 | 7991222-7368952
10329547 | 7991222-7368953
10332183 | 7991222-7368954
10333953 | 7991222-7368955
11188634 | 7991222-7370810
10334552 | 7991222-7373222
10336875 | 7991222-7381991
10336654 | 7991222-7382001
10339329 | 7991222-7382006
10339566 | 7991222-7382011
10336587 | 7991222-7382016
10522236 | 7991222-7383692
10526018 | 7991222-7383695
10526160 | 7991222-7383699
11189047 | 7991222-7387986
10826754 | 7991222-7388021
11187460 | 7991222-7388031
11187539 | 7991222-7388049
11187753 | 7991222-7388061
10826867 | 7991222-7388072
10785587 | 7991222-7388073
10526290 | 7991222-7390950
10526627 | 7991222-7390964
10452209 | 7991222-7390965
10452423 | 7991222-7390968
10633880 | 7991222-7392263
10526428 | 7991222-7392278
10785292 | 7991222-7392280
10785419 | 7991222-7392281
10526822 | 7991222-7392282
10826457 | 7991222-7392283
10451048 | 7991222-7395026
10826283 | 7991222-7395029
10768107 | 7991222-7395036
10897044 | 7991222-7395039
10826411 | 7991222-7397577
10526937 | 7991222-7397578
10526759 | 7991222-7397580
10796906 | 7991222-7397588
10797004 | 7991222-7397607
10335435 | 7991222-7398013
10503826 | 7991222-7400868
10334902 | 7991222-7400869
10334260 | 7991222-7404960
10335840 | 7991222-7404990
10527199 | 7991222-7405229
10988794 | 7991222-7405542
11188193 | 7991222-7405559
10785581 | 7991222-7410032
10826342 | 7991222-7410050
10945170 | 7991222-7410078
10329852 | 7991222-7412815
10451175 | 7991222-7424322
10337262 | 7991222-7425031
10337098 | 7991222-7425466
10451509 | 7991222-7428970
10451797 | 7991222-7430884
10634049 | 7991222-7431009
10452243 | 7991222-7431822
10451945 | 7991222-7432041
11188140 | 7991222-7433701
10383912 | 7991222-7437332
11188615 | 7991222-7439248
10451727 | 7991222-7444059
11188735 | 7991222-7455999
11189316 | 7991222-7456454
10945326 | 7991222-7465394
11189182 | 7991222-7476183
10434876 | 7991222-8077677
10434174 | 7991222-8077678
10331170 | 7991222-8206186
10330246 | 7991222-8215500
10330749 | 7991222-8215501
10331249 | 7991222-8231379
10333064 | 7991222-8231383
10432820 | 7991222-8240433
10496796 | 7991222-8240442
10337582 | 7991222-8240445
10338323 | 7991222-8283940
10335475 | 7991222-8283947
10338408 | 7991222-8283972
10341236 | 7991222-8283984
10337913 | 7991222-8283990
10338747 | 7991222-8284054
10337762 | 7991222-8284074
10338193 | 7991222-8284081
10335623 | 7991222-8284096
10339454 | 7991222-8284109
10790399 | 7991272-7368921
10334556 | 7991272-7373222
10434521 | 7991279-7298503
10334439 | 7991279-7310717
10336123 | 7991279-7344369
10334897 | 7991279-7400869
10433949 | 7991280-7298502
10527106 | 7991280-7405229
10439615 | 7991284-7017189
10435834 | 7991284-7017207
10432825 | 7991284-7017210
10438444 | 7991284-7128425
10437381 | 7991284-7153571
10439871 | 7991284-7153574
10340566 | 7991284-7153749
10439563 | 7991284-7153769
10439687 | 7991284-7153771
10778536 | 7991284-7153796
10778443 | 7991284-7153798
10471802 | 7991284-7171393
10438798 | 7991284-7179288
10513197 | 7991284-7221402
10439448 | 7991284-7268332
10341450 | 7991284-7269686
10437213 | 7991284-7273669
10332038 | 7991284-7291150
10434976 | 7991284-7292807
10433171 | 7991284-7295727
10436200 | 7991284-7295757
10434522 | 7991284-7298503
10439121 | 7991284-7307513
10471190 | 7991284-7309902
10334440 | 7991284-7310717
10435144 | 7991284-7313017
10435790 | 7991284-7321668
10336126 | 7991284-7344369
10497568 | 7991284-7345555
10497720 | 7991284-7345557
10634339 | 7991284-7345564
10634286 | 7991284-7345566
10438842 | 7991284-7358178
10333281 | 7991284-7361860
10341135 | 7991284-7368894
10328688 | 7991284-7368945
10450934 | 7991284-7368955
10339326 | 7991284-7382006
11187638 | 7991284-7387986
11187837 | 7991284-7388049
10526531 | 7991284-7390950
10826878 | 7991284-7390964
10768084 | 7991284-7390965
10452471 | 7991284-7390968
10826516 | 7991284-7392283
10785771 | 7991284-7395026
10826609 | 7991284-7395029
10768148 | 7991284-7395036
10897062 | 7991284-7395039
10826205 | 7991284-7397577
10826376 | 7991284-7397578
10768211 | 7991284-7397580
10503699 | 7991284-7400868
10334263 | 7991284-7404960
10335841 | 7991284-7404990
10527087 | 7991284-7405229
10337100 | 7991284-7425466
11188581 | 7991284-7439248
10451521 | 7991284-7444059
11188767 | 7991284-7455999
11189387 | 7991284-7456454
11189223 | 7991284-7476183
10434873 | 7991284-8077677
10331172 | 7991284-8206186
10330338 | 7991284-8215500
10330750 | 7991284-8215501
10383980 | 7991284-8231379
10333062 | 7991284-8231383
10338403 | 7991284-8283972
10438155 | 7991311-6802284
10451854 | 7991311-7017189
10437382 | 7991311-7153571
10439872 | 7991311-7153574
10525879 | 7991311-7221394
10451343 | 7991311-7221400
10332040 | 7991311-7291150
10438054 | 7991311-7291796
10434977 | 7991311-7292807
10438920 | 7991311-7295629
10433172 | 7991311-7295727
10434631 | 7991311-7295731
10433606 | 7991311-7298501
10433950 | 7991311-7298502
10471181 | 7991311-7306108
10334441 | 7991311-7310717
10332839 | 7991311-7310719
10333590 | 7991311-7310721
10332646 | 7991311-7310722
10337347 | 7991311-7310723
10333516 | 7991311-7310724
10435148 | 7991311-7313017
10436598 | 7991311-7325290
10497194 | 7991311-7341808
10438851 | 7991311-7358178
10333284 | 7991311-7361860
10503700 | 7991311-7400868
10527090 | 7991311-7405229
10435513 | 7991311-8077661
10333065 | 7991311-8231383
10328438 | 7991536-7211641
10433522 | 7991536-7295699
10434636 | 7991536-7295731
10337257 | 7991536-7425031
11188841 | 7991536-7439248
10598212 | 7991536-7444059
10383986 | 7991536-8240448
10439873 | 7991537-7153574
10328440 | 7991537-7211641
10433173 | 7991537-7295727
10434629 | 7991537-7295731
10497241 | 7991537-7341808
10330248 | 7991538-8215500
10328442 | 7991542-7211641
10434979 | 7991542-7292807
10433523 | 7991542-7295699
10434634 | 7991542-7295731
10434525 | 7991542-7298503
10333288 | 7991542-7361860
10451551 | 7991542-7444059
10330751 | 7991542-8215501
10437707 | 7991543-7153574
10328444 | 7991543-7211641
10330937 | 7991543-7295708
10434638 | 7991543-7295731
10434528 | 7991543-7298503
10329532 | 7991543-7311328
10329526 | 7991543-7316501
10333292 | 7991543-7361860
10336536 | 7991543-7364819
10330251 | 7991543-8215500
10330752 | 7991543-8215501
10440165 | 7991544-7273661
10433254 | 7991544-7295015
10433610 | 7991544-7298501
10329536 | 7991544-7311328
10333280 | 7991544-7361860
10330252 | 7991544-8215500
10333063 | 7991544-8231383
10434978 | 7991545-7292807
10434981 | 7991546-7292807
10438159 | 7991547-7061259
10471765 | 7991547-7345557
10452382 | 7991547-8231383
10436469 | 7991548-7195720
10340813 | 7991548-7195730
10328446 | 7991548-7211641
10331090 | 7991548-7272339
10333066 | 7991548-8231383
10328447 | 7991549-7211641
10434531 | 7991549-7298503
10337526 | 7991549-7335354
10341992 | 7991550-7171379
10434985 | 7991550-7292807
10434534 | 7991550-7298503
10330249 | 7991550-8215500
10439876 | 7991553-10089153
10439886 | 7991553-10093668
10440181 | 7991553-10093669
10440129 | 7991553-10093670
10440128 | 7991553-10093671
10440090 | 7991553-10093672
10440060 | 7991553-10093673
10438178 | 7991553-6802284
10438161 | 7991553-7061259
10341994 | 7991553-7171379
10436496 | 7991553-7195720
10338855 | 7991553-7221394
10341451 | 7991553-7269686
10440000 | 7991553-7273628
10440301 | 7991553-7273636
10437040 | 7991553-7280426
10438062 | 7991553-7291796
10434980 | 7991553-7292807
10433614 | 7991553-7298501
10435798 | 7991553-7321668
10341879 | 7991553-7325526
10334558 | 7991553-7373222
11187888 | 7991553-7388049
10340662 | 7991553-7395032
10503746 | 7991553-7400868
10598213 | 7991553-7444059
10330250 | 7991553-8215500
10333067 | 7991553-8231383
10337583 | 7991553-8240445
10437709 | 7991554-7153574
10340814 | 7991554-7195730
10341452 | 7991554-7269686
10336332 | 7991554-7295748
10337514 | 7991554-7335354
10458433 | 7991554-7358178
10340917 | 7991554-7405852
10338552 | 7991554-7405861
10330253 | 7991554-8215500
10340815 | 7991555-7195730
10340816 | 7991556-7195730
10337519 | 7991556-7335354
10436794 | 7991559-7011444
10438163 | 7991559-7061259
10436498 | 7991559-7195720
10435975 | 7991559-7209287
10440302 | 7991559-7273636
10437130 | 7991559-7280426
10335842 | 7991559-7404990
10340817 | 7991560-7195730
10433174 | 7991560-7295727
10337523 | 7991560-7335354
10332105 | 7991561-7159921
10340818 | 7991561-7195730
10337527 | 7991561-7335354
10336711 | 7991561-7390965
10340819 | 7991562-7195730
10438165 | 7991565-7061259
10333706 | 7991565-7185644
10436500 | 7991565-7195720
10435976 | 7991565-7209287
10440001 | 7991565-7273628
10440304 | 7991565-7273636
10437126 | 7991565-7280426
10341801 | 7991565-7333010
10337517 | 7991565-7335354
10503753 | 7991565-7400868
11188370 | 7991565-7466895
10340820 | 7991566-7195730
10341033 | 7991566-7297794
10337520 | 7991566-7335354
10634089 | 7991567-7159921
10340821 | 7991567-7195730
10332093 | 7991568-7159921
10340822 | 7991568-7195730
10438167 | 7991571-7061259
10436507 | 7991571-7195720
10437127 | 7991571-7280426
10333043 | 7991571-7283610
10332909 | 7991571-7295716
10341881 | 7991571-7325526
10341799 | 7991571-7333010
10335872 | 7991571-7383595
10340823 | 7991572-7195730
10331060 | 7991572-7264221
10339873 | 7991572-7276087
10341034 | 7991572-7297794
10337525 | 7991572-7335354
10335873 | 7991572-7383595
10339351 | 7991572-8240439
10340824 | 7991573-7195730
10331064 | 7991573-7264221
10342069 | 7991573-7334654
10497646 | 7991573-7459038
10332097 | 7991574-7159921
10337528 | 7991574-7335354
10341713 | 7991574-7338294
10436502 | 7991577-7195720
10440003 | 7991577-7273628
10440308 | 7991577-7273636
10437128 | 7991577-7280426
10333044 | 7991577-7283610
10341880 | 7991577-7325526
10341802 | 7991577-7333010
10342073 | 7991577-7334654
10335875 | 7991577-7383595
10340825 | 7991578-7195730
10330592 | 7991578-7266485
10339876 | 7991578-7276087
10333045 | 7991578-7283610
10341035 | 7991578-7297794
10341715 | 7991578-7338294
10335877 | 7991578-7383595
10497657 | 7991578-7459038
10335973 | 7991578-8240438
10339352 | 7991578-8240439
10340826 | 7991579-7195730
10339872 | 7991579-7276087
10437129 | 7991579-7280426
10341882 | 7991579-7325526
10341717 | 7991579-7338294
10335879 | 7991579-7383595
10340827 | 7991580-7195730
10342074 | 7991580-7334654
10335942 | 7991580-7383595
10335891 | 7991580-7383611
10497662 | 7991580-7459038
10438169 | 7991583-7061259
10440005 | 7991583-7273628
10437120 | 7991583-7280426
10332985 | 7991583-7283610
10341884 | 7991583-7325526
10438589 | 7991583-7329489
10341805 | 7991583-7333010
10342078 | 7991583-7334654
10335943 | 7991583-7383595
10335893 | 7991583-7383611
11188374 | 7991583-7466895
10340828 | 7991584-7195730
10330593 | 7991584-7266485
10331145 | 7991584-7272475
10340256 | 7991584-7275333
10339874 | 7991584-7276087
10332984 | 7991584-7283610
10341036 | 7991584-7297794
10438590 | 7991584-7329489
10341719 | 7991584-7338294
10335944 | 7991584-7383595
10497696 | 7991584-7459038
10335974 | 7991584-8240438
10339353 | 7991584-8240439
10340829 | 7991585-7195730
10330594 | 7991585-7266485
10331938 | 7991585-7272475
10340258 | 7991585-7275333
10339875 | 7991585-7276087
10341808 | 7991585-7333010
10341732 | 7991585-7338294
10335945 | 7991585-7383595
10497711 | 7991585-7459038
11188373 | 7991585-7466895
10330595 | 7991586-7266485
10340257 | 7991586-7275333
10341037 | 7991586-7297794
10438591 | 7991586-7329489
10337516 | 7991586-7335354
10335874 | 7991586-7383595
10335896 | 7991586-7383611
10440002 | 7991588-7273628
10332983 | 7991588-7283610
10341883 | 7991588-7325526
10341803 | 7991588-7333010
10342075 | 7991588-7334654
10335876 | 7991588-7383595
11188375 | 7991588-7466895
10513567 | 7991589 -7459038
10340830 | 7991589-7195730
10330596 | 7991589-7266485
10331846 | 7991589-7272475
10340259 | 7991589-7275333
10339877 | 7991589-7276087
10439183 | 7991589-7284503
10341038 | 7991589-7297794
10341735 | 7991589-7338294
10335878 | 7991589-7383595
10335898 | 7991589-7383611
10497718 | 7991589-7459038
10335975 | 7991589-8240438
10339354 | 7991589-8240439
10330597 | 7991590-7266485
10331847 | 7991590-7272475
10440004 | 7991590-7273628
10339878 | 7991590-7276087
10337521 | 7991590-7335354
10335880 | 7991590-7383595
10335894 | 7991590-7383611
11188377 | 7991590-7466895
10331848 | 7991591-7272475
10339879 | 7991591-7276087
10335881 | 7991591-7383595
10335897 | 7991591-7383611
10497703 | 7991591-7459038
10440303 | 7991593-7273636
10437041 | 7991593-7280426
10341885 | 7991593-7325526
10341806 | 7991593-7333010
10342079 | 7991593-7334654
10335900 | 7991593-7383611
11188369 | 7991593-7466895
10331061 | 7991594-7264221
10330598 | 7991594-7266485
10331941 | 7991594-7272475
10340260 | 7991594-7275333
10339880 | 7991594-7276087
10341039 | 7991594-7297794
10337524 | 7991594-7335354
10341737 | 7991594-7338294
10335883 | 7991594-7383595
10335901 | 7991594-7383611
10497554 | 7991594-7459038
10333070 | 7991594-8231383
10335976 | 7991594-8240438
10339355 | 7991594-8240439
10330599 | 7991595-7266485
10331943 | 7991595-7272475
10440306 | 7991595-7273636
10340262 | 7991595-7275333
10339883 | 7991595-7276087
10439184 | 7991595-7284503
10341809 | 7991595-7333010
10335884 | 7991595-7383595
10335904 | 7991595-7383611
10497571 | 7991595-7459038
11188368 | 7991595-7466895
10335977 | 7991595-8240438
10339888 | 7991596-7276087
10341040 | 7991596-7297794
10341716 | 7991596-7338294
10335886 | 7991596-7383595
10497576 | 7991596-7459038
10341886 | 7991598-7325526
10341812 | 7991598-7333010
10335907 | 7991598-7383611
10331065 | 7991599-7264221
10331850 | 7991599-7272475
10339892 | 7991599-7276087
10437042 | 7991599-7280426
10341041 | 7991599-7297794
10337529 | 7991599-7335354
10341718 | 7991599-7338294
10497607 | 7991599-7459038
10335978 | 7991599-8240438
10339356 | 7991599-8240439
10331066 | 7991600-7264221
10330600 | 7991600-7266485
10331849 | 7991600-7272475
10439271 | 7991600-7284503
10335882 | 7991600-7383595
10335910 | 7991600-7383611
10331852 | 7991601-7272475
10340261 | 7991601-7275333
10339881 | 7991601-7276087
10341815 | 7991601-7333010
10335885 | 7991601-7383595
10335903 | 7991601-7383611
10341888 | 7991603-7325526
10341818 | 7991603-7333010
10330601 | 7991604-7266485
10331851 | 7991604-7272475
10341042 | 7991604-7297794
10341887 | 7991604-7325526
10337531 | 7991604-7335354
10341720 | 7991604-7338294
10497611 | 7991604-7459038
10339357 | 7991604-8240439
10331854 | 7991605-7272475
10440305 | 7991605-7273636
10340263 | 7991605-7275333
10335887 | 7991605-7383595
10331853 | 7991606-7272475
10341043 | 7991606-7297794
10335906 | 7991606-7383611
11188372 | 7991606-7466895
10335979 | 7991606-8240438
10339358 | 7991606-8240439
10440309 | 7991608-7273636
10341889 | 7991608-7325526
10341821 | 7991608-7333010
10330641 | 7991609-7266485
10341044 | 7991609-7297794
10335889 | 7991609-7383595
10339359 | 7991609-8240439
10331070 | 7991610-7264221
10331855 | 7991610-7272475
10340265 | 7991611-7275333
10497666 | 7991611-7459038
10440307 | 7991613-7273636
10341890 | 7991613-7325526
10340267 | 7991614-7275333
10337532 | 7991614-7335354
10341721 | 7991614-7338294
10331067 | 7991615-7264221
10331857 | 7991616-7272475
10341045 | 7991616-7297794
10496875 | 7991617-8240442
10330257 | 7991618-8215500
10497635 | 7991619-7459038
10496879 | 7991620-8240442
10790348 | 7991623-8240445
10331094 | 7991629-7272339
10761649 | 7991630-8215500
10433603 | 7991635-7298501
10332546 | 7991635-7310719
10436505 | 7991636-7195720
10337587 | 7991637-8240445
10340831 | 7991641-7195730
10341824 | 7991642-7333010
10337535 | 7991642-7335354
10341722 | 7991642-7338294
10340832 | 7991647-7195730
10436511 | 7991648-7195720
10339882 | 7991648-7276087
10341804 | 7991648-7333010
10337537 | 7991648-7335354
10341723 | 7991648-7338294
10339884 | 7991649-7276087
10337539 | 7991652-7335354
10437623 | 7991653-7196923
10339887 | 7991654-7276087
10341807 | 7991654-7333010
10337541 | 7991654-7335354
10341724 | 7991654-7338294
10437624 | 7991655-7196923
10340833 | 7991656-7195730
10341810 | 7991656-7333010
10337543 | 7991656-7335354
10339885 | 7991658-7276087
10337545 | 7991658-7335354
10332102 | 7991659-7159921
10340834 | 7991659-7195730
10331071 | 7991659-7264221
10439272 | 7991659-7284503
10341813 | 7991659-7333010
10342076 | 7991659-7334654
10341816 | 7991660-7333010
10337530 | 7991660-7335354
10339360 | 7991660-8240439
10340835 | 7991661-7195730
10341819 | 7991661-7333010
10341725 | 7991661-7338294
10339361 | 7991661-8240439
10337533 | 7991662-7335354
10497679 | 7991662-7459038
10331068 | 7991663-7264221
10439185 | 7991663-7284503
10339362 | 7991663-8240439
10330642 | 7991664-7266485
10340836 | 7991665-7195730
10330643 | 7991665-7266485
10335888 | 7991665-7383595
10339363 | 7991665-8240439
10332106 | 7991666-7159921
10340837 | 7991666-7195730
10331072 | 7991666-7264221
10341811 | 7991666-7333010
10337534 | 7991666-7335354
10497672 | 7991666-7459038
10439186 | 7991667-7284503
10337536 | 7991667-7335354
10341726 | 7991667-7338294
10497690 | 7991667-7459038
10340264 | 7991668-7275333
10341814 | 7991668-7333010
10337538 | 7991668-7335354
10330644 | 7991669-7266485
10439273 | 7991669-7284503
10331069 | 7991670-7264221
10330645 | 7991670-7266485
10340266 | 7991670-7275333
10341817 | 7991670-7333010
10337540 | 7991670-7335354
10497686 | 7991670-7459038
10339444 | 7991670-8240439
10383850 | 7991671-7275333
10341820 | 7991671-7333010
10341727 | 7991671-7338294
10335981 | 7991671-8240438
10339445 | 7991671-8240439
10339886 | 7991672-7276087
10341823 | 7991672-7333010
11188380 | 7991672-7466895
10340271 | 7991673-7275333
10439187 | 7991673-7284503
10341728 | 7991673-7338294
10335909 | 7991673-7383611
11188383 | 7991673-7466895
10335983 | 7991673-8240438
10340274 | 7991674-7275333
10341826 | 7991674-7333010
10342080 | 7991674-7334654
10337542 | 7991674-7335354
10339890 | 7991675-7276087
10439189 | 7991675-7284503
10497722 | 7991675-7459038
10330602 | 7991676-7266485
10340277 | 7991676-7275333
10337544 | 7991676-7335354
10497728 | 7991676-7459038
10330603 | 7991677-7266485
10331856 | 7991677-7272475
10335890 | 7991677-7383595
10330604 | 7991678-7266485
10341829 | 7991678-7333010
10339746 | 7991678-7335354
11188371 | 7991678-7466895
10340270 | 7991679-7275333
10341729 | 7991679-7338294
10335892 | 7991679-7383595
10335920 | 7991679-7384682
10330605 | 7991680-7266485
10383849 | 7991680-7275333
10341832 | 7991680-7333010
10339747 | 7991680-7335354
10330607 | 7991681-7266485
10331858 | 7991681-7272475
10340273 | 7991681-7275333
10339889 | 7991681-7276087
10497579 | 7991681-7459038
10339366 | 7991681-8240439
10331859 | 7991682-7272475
10340276 | 7991682-7275333
10339748 | 7991682-7335354
10497588 | 7991682-7459038
10331861 | 7991683-7272475
10340279 | 7991683-7275333
10335895 | 7991683-7383595
10341822 | 7991684-7333010
10339749 | 7991684-7335354
10330606 | 7991685-7266485
10331860 | 7991685-7272475
10340272 | 7991685-7275333
10341825 | 7991685-7333010
10339750 | 7991685-7335354
10341730 | 7991685-7338294
10335923 | 7991685-7384682
10497597 | 7991685-7459038
10339365 | 7991685-8240439
10331862 | 7991687-7272475
10330608 | 7991688-7266485
10340275 | 7991688-7275333
10330609 | 7991689-7266485
10335899 | 7991689-7383595
10341828 | 7991690-7333010
10339368 | 7991692-8240439
10330610 | 7991694-7266485
10339751 | 7991694-7335354
10340278 | 7991697-7275333
10342077 | 7991697-7334654
10331073 | 7991701-7264221
10340281 | 7991701-7275333
10439188 | 7991702-7284503
10497618 | 7991703-7459038
10340280 | 7991705-7275333
10331863 | 7991706-7272475
10437043 | 7991707-7280426
11187352 | 7991707-7283610
10383848 | 7991707-7297794
10439192 | 7991708-7284503
10341892 | 7991708-7325526
10341831 | 7991708-7333010
10339752 | 7991708-7335354
10341731 | 7991708-7338294
10439196 | 7991712-7284503
10341891 | 7991712-7325526
10341827 | 7991712-7333010
10342081 | 7991712-7334654
10339753 | 7991712-7335354
10341733 | 7991712-7338294
10331074 | 7991713-7264221
10330613 | 7991713-7266485
10331865 | 7991713-7272475
10969132 | 7991713-7273628
10340283 | 7991713-7275333
10339893 | 7991713-7276087
10437044 | 7991713-7280426
10341146 | 7991713-7297794
10497825 | 7991713-7459038
10439190 | 7991718-7284503
10341893 | 7991718-7325526
10341830 | 7991718-7333010
10342082 | 7991718-7334654
10339754 | 7991718-7335354
10341734 | 7991718-7338294
10331078 | 7991719-7264221
10330611 | 7991719-7266485
10331864 | 7991719-7272475
10969131 | 7991719-7273628
10340286 | 7991719-7275333
10339891 | 7991719-7276087
10437045 | 7991719-7280426
10332986 | 7991719-7283610
10341147 | 7991719-7297794
10497808 | 7991719-7459038
10341833 | 7991720-7333010
10331075 | 7991721-7264221
10330612 | 7991721-7266485
10340289 | 7991721-7275333
10339896 | 7991721-7276087
10341148 | 7991721-7297794
10497790 | 7991721-7459038
10439191 | 7991911-7284503
10341895 | 7991911-7325526
10341835 | 7991911-7333010
10339755 | 7991911-7335354
10341736 | 7991911-7338294
10438183 | 7991948-6802284
10332042 | 7991948-7291150
10334442 | 7991948-7310717
10337445 | 7991948-7310723
10789094 | 7991948-7430884
10778412 | 7991949-7195726
10471591 | 7991949-7345567
10438822 | 7991949-7358178
10334557 | 7991949-7373222
10797086 | 7991949-7397607
10451267 | 7991949-7424322
10337259 | 7991949-7425031
10451847 | 7991949-7430884
11188025 | 7991949-7433701
10598210 | 7991949-7444059
11189546 | 7991949-7476183
10328448 | 7991950-7211641
10329388 | 7991950-7277654
10433256 | 7991950-7295015
10438931 | 7991950-7295629
10330939 | 7991950-7295708
10434640 | 7991950-7295731
10332331 | 7991950-7295751
10435189 | 7991950-7295768
10434595 | 7991950-7298497
10434538 | 7991950-7298503
10332547 | 7991950-7310719
10435768 | 7991950-7321668
10436603 | 7991950-7325290
10525972 | 7991950-7361860
10434176 | 7991950-8077678
10472299 | 7991951-7295751
10503737 | 7991951-7400868
10440039 | 7991952-10089225
10472300 | 7991952-7295751
10472064 | 7991952-7310717
10341347 | 7991952-7368940
10333182 | 7991952-7368951
10329548 | 7991952-7368953
10339328 | 7991952-7382006
10339568 | 7991952-7382011
10336641 | 7991952-7383699
10339514 | 7991952-7424322
10337261 | 7991952-7425031
10337102 | 7991952-7425466
10330826 | 7991952-7428970
10330804 | 7991952-7430884
10335988 | 7991952-7431822
10334002 | 7991952-7432041
10336015 | 7991952-7437332
10339654 | 7991952-7444059
10440065 | 7991953-10089156
10435977 | 7991953-7209287
10439193 | 7991953-7284503
10341897 | 7991954-7325526
10341837 | 7991954-7333010
10339756 | 7991954-7335354
10339757 | 7991956-7335354
10440006 | 7991964-7273628
10341894 | 7991976-7325526
10341839 | 7991976-7333010
10339758 | 7991976-7335354
10331546 | 7991983-7291150
11187554 | 7991983-7388049
10598201 | 7991983-7444059
10439194 | 7992013-7284503
10439195 | 7992016-7284503
10341841 | 7992016-7333010
10339759 | 7992016-7335354
10341738 | 7992016-7338294
10341896 | 7992022-7325526
10341843 | 7992022-7333010
10339760 | 7992022-7335354
10341739 | 7992022-7338294
10437046 | 7992195-7280426
10451276 | 7992195-7424322
10452251 | 7992394-7284503
10471195 | 7992396-7309902
10790357 | 7992396-7367010
11159707 | 7992396-7444378
10435517 | 7992396-8077661
11159711 | 7992398-7444378
10471201 | 7992399-7309902
10790358 | 7992399-7367010
11159708 | 7992399-7444378
10435521 | 7992399-8077661
10435523 | 7992432-8077661
11187345 | 7992495-7283610
11187390 | 7992495-7344369
10988342 | 7992495-7345547
10988452 | 7992495-7345549
10988732 | 7992495-7345550
10988742 | 7992495-7345551
10944893 | 7992495-7345557
10944916 | 7992495-7345558
10945038 | 7992495-7345564
10945112 | 7992495-7345565
10961920 | 7992495-7345566
10945065 | 7992495-7345567
11187434 | 7992495-7368917
11188919 | 7992495-7383695
11188942 | 7992495-7383699
11187647 | 7992495-7387986
11187550 | 7992495-7388031
11187845 | 7992495-7388049
11187790 | 7992495-7388061
11188986 | 7992495-7388072
11189013 | 7992495-7392278
11187964 | 7992495-7392282
11187944 | 7992495-7395026
10910097 | 7992495-7395039
11188307 | 7992495-7397578
11188282 | 7992495-7398013
11188323 | 7992495-7400868
11189134 | 7992495-7405229
11189494 | 7992495-7405542
11188240 | 7992495-7405559
10945224 | 7992495-7410078
11187995 | 7992495-7433701
11188793 | 7992495-7439248
11188825 | 7992495-7455999
11189394 | 7992495-7456454
11189509 | 7992495-7476183
11187349 | 7992496-7283610
11187391 | 7992496-7344369
10988346 | 7992496-7345547
10988450 | 7992496-7345549
10988734 | 7992496-7345550
10988743 | 7992496-7345551
10944901 | 7992496-7345557
10944918 | 7992496-7345558
10945039 | 7992496-7345564
10945114 | 7992496-7345565
10961923 | 7992496-7345566
10945064 | 7992496-7345567
11187435 | 7992496-7368917
11188920 | 7992496-7383695
11188945 | 7992496-7383699
11187648 | 7992496-7387986
11187556 | 7992496-7388031
11187847 | 7992496-7388049
11187794 | 7992496-7388061
11188987 | 7992496-7388072
11189016 | 7992496-7392278
11187972 | 7992496-7392282
11187945 | 7992496-7395026
10910098 | 7992496-7395039
11188303 | 7992496-7397578
11188302 | 7992496-7398013
11188324 | 7992496-7400868
11189136 | 7992496-7405229
11189495 | 7992496-7405542
11188241 | 7992496-7405559
10945281 | 7992496-7410078
11188064 | 7992496-7433701
11188799 | 7992496-7439248
11188776 | 7992496-7455999
11189398 | 7992496-7456454
11189511 | 7992496-7476183
11187377 | 7992497-7283610
11187392 | 7992497-7344369
10988343 | 7992497-7345547
10988453 | 7992497-7345549
10988735 | 7992497-7345550
10988815 | 7992497-7345551
10944902 | 7992497-7345557
10944923 | 7992497-7345558
10945057 | 7992497-7345564
10945116 | 7992497-7345565
10961921 | 7992497-7345566
10945066 | 7992497-7345567
11187431 | 7992497-7368917
11188921 | 7992497-7383695
11188943 | 7992497-7383699
11187649 | 7992497-7387986
11187561 | 7992497-7388031
11187846 | 7992497-7388049
11187798 | 7992497-7388061
11188961 | 7992497-7388072
11189018 | 7992497-7392278
11187960 | 7992497-7392282
11187949 | 7992497-7395026
10910096 | 7992497-7395039
11188306 | 7992497-7397578
11188284 | 7992497-7398013
11188325 | 7992497-7400868
11189137 | 7992497-7405229
11189462 | 7992497-7405542
11188242 | 7992497-7405559
10945284 | 7992497-7410078
11187996 | 7992497-7433701
11188798 | 7992497-7439248
11188777 | 7992497-7455999
11189399 | 7992497-7456454
11189512 | 7992497-7476183
11187379 | 7992498-7283610
11187394 | 7992498-7344369
10988347 | 7992498-7345547
10988449 | 7992498-7345549
10988736 | 7992498-7345550
10988816 | 7992498-7345551
10944906 | 7992498-7345557
10944919 | 7992498-7345558
10945059 | 7992498-7345564
10945118 | 7992498-7345565
10961924 | 7992498-7345566
10945067 | 7992498-7345567
11187432 | 7992498-7368917
11188922 | 7992498-7383695
11188944 | 7992498-7383699
11187650 | 7992498-7387986
11187555 | 7992498-7388031
11187848 | 7992498-7388049
11187802 | 7992498-7388061
11188962 | 7992498-7388072
11189024 | 7992498-7392278
11187963 | 7992498-7392282
11187946 | 7992498-7395026
10910099 | 7992498-7395039
11188304 | 7992498-7397578
11188285 | 7992498-7398013
11188326 | 7992498-7400868
11189138 | 7992498-7405229
11189461 | 7992498-7405542
11188246 | 7992498-7405559
10945229 | 7992498-7410078
11187997 | 7992498-7433701
11188813 | 7992498-7439248
11188778 | 7992498-7455999
11189444 | 7992498-7456454
11189513 | 7992498-7476183
11187346 | 7992499-7283610
11187405 | 7992499-7344369
10988344 | 7992499-7345547
10988454 | 7992499-7345549
10988716 | 7992499-7345550
10988744 | 7992499-7345551
10944907 | 7992499-7345557
10944925 | 7992499-7345558
10945041 | 7992499-7345564
10945113 | 7992499-7345565
10961922 | 7992499-7345566
10945071 | 7992499-7345567
11187417 | 7992499-7368917
11188923 | 7992499-7383695
11188946 | 7992499-7383699
11187654 | 7992499-7387986
11187560 | 7992499-7388031
11187849 | 7992499-7388049
11187788 | 7992499-7388061
11188963 | 7992499-7388072
11189032 | 7992499-7392278
11187961 | 7992499-7392282
11187947 | 7992499-7395026
10910100 | 7992499-7395039
11188309 | 7992499-7397578
11188283 | 7992499-7398013
11188330 | 7992499-7400868
11189139 | 7992499-7405229
11189499 | 7992499-7405542
11188250 | 7992499-7405559
10945230 | 7992499-7410078
11187998 | 7992499-7433701
11188797 | 7992499-7439248
11188779 | 7992499-7455999
11189400 | 7992499-7456454
11189514 | 7992499-7476183
11187347 | 7992500-7283610
11187407 | 7992500-7344369
10988348 | 7992500-7345547
10988451 | 7992500-7345549
10988717 | 7992500-7345550
10988745 | 7992500-7345551
10944883 | 7992500-7345557
10944920 | 7992500-7345558
10945040 | 7992500-7345564
10945115 | 7992500-7345565
10961925 | 7992500-7345566
10945075 | 7992500-7345567
11187420 | 7992500-7368917
11188940 | 7992500-7383695
11188947 | 7992500-7383699
11187651 | 7992500-7387986
11187564 | 7992500-7388031
11187824 | 7992500-7388061
11188967 | 7992500-7388072
11189035 | 7992500-7392278
11187965 | 7992500-7392282
11187948 | 7992500-7395026
10910101 | 7992500-7395039
11188305 | 7992500-7397578
11188301 | 7992500-7398013
11188334 | 7992500-7400868
11189140 | 7992500-7405229
11189471 | 7992500-7405542
11188254 | 7992500-7405559
10945231 | 7992500-7410078
11187999 | 7992500-7433701
11188800 | 7992500-7439248
11188787 | 7992500-7455999
11189402 | 7992500-7456454
11189515 | 7992500-7476183
11187351 | 7992501-7283610
11187406 | 7992501-7344369
10988345 | 7992501-7345547
10988467 | 7992501-7345549
10988719 | 7992501-7345550
10988746 | 7992501-7345551
10944884 | 7992501-7345557
10944922 | 7992501-7345558
10945042 | 7992501-7345564
10945117 | 7992501-7345565
10961926 | 7992501-7345566
10945082 | 7992501-7345567
11187416 | 7992501-7368917
11188941 | 7992501-7383695
11188948 | 7992501-7383699
11187652 | 7992501-7387986
11187569 | 7992501-7388031
11187850 | 7992501-7388049
11187822 | 7992501-7388061
11188964 | 7992501-7388072
11189020 | 7992501-7392278
11187962 | 7992501-7392282
11187950 | 7992501-7395026
10910102 | 7992501-7395039
11188308 | 7992501-7397578
11188286 | 7992501-7398013
11188337 | 7992501-7400868
11189141 | 7992501-7405229
11189464 | 7992501-7405542
11188243 | 7992501-7405559
10945232 | 7992501-7410078
11188000 | 7992501-7433701
11188802 | 7992501-7439248
11188784 | 7992501-7455999
11189438 | 7992501-7456454
11189519 | 7992501-7476183
11187348 | 7992502-7283610
11187408 | 7992502-7344369
10988349 | 7992502-7345547
10988469 | 7992502-7345549
10988721 | 7992502-7345550
10988747 | 7992502-7345551
10944887 | 7992502-7345557
10944921 | 7992502-7345558
10945043 | 7992502-7345564
10945121 | 7992502-7345565
10961930 | 7992502-7345566
10945068 | 7992502-7345567
11187415 | 7992502-7368917
11188926 | 7992502-7383695
11188949 | 7992502-7383699
11187653 | 7992502-7387986
11187558 | 7992502-7388031
11187851 | 7992502-7388049
11187789 | 7992502-7388061
11188965 | 7992502-7388072
11189030 | 7992502-7392278
11187966 | 7992502-7392282
11187951 | 7992502-7395026
10910103 | 7992502-7395039
11188310 | 7992502-7397578
11188287 | 7992502-7398013
11188327 | 7992502-7400868
11189106 | 7992502-7405229
11189463 | 7992502-7405542
11188244 | 7992502-7405559
10945236 | 7992502-7410078
11188053 | 7992502-7433701
11188803 | 7992502-7439248
11188789 | 7992502-7455999
11189441 | 7992502-7456454
11189516 | 7992502-7476183
11187350 | 7992503-7283610
11187395 | 7992503-7344369
10988353 | 7992503-7345547
10988471 | 7992503-7345549
10988724 | 7992503-7345550
10988748 | 7992503-7345551
10944888 | 7992503-7345557
10944924 | 7992503-7345558
10945044 | 7992503-7345564
10945122 | 7992503-7345565
10961927 | 7992503-7345566
10945072 | 7992503-7345567
11187418 | 7992503-7368917
11188925 | 7992503-7383695
11188953 | 7992503-7383699
11187655 | 7992503-7387986
11187565 | 7992503-7388031
11187854 | 7992503-7388049
11187792 | 7992503-7388061
11188966 | 7992503-7388072
11189022 | 7992503-7392278
11187970 | 7992503-7392282
11187952 | 7992503-7395026
10910104 | 7992503-7395039
11188314 | 7992503-7397578
11188288 | 7992503-7398013
11188328 | 7992503-7400868
11189107 | 7992503-7405229
11189496 | 7992503-7405542
11188245 | 7992503-7405559
10945240 | 7992503-7410078
11188060 | 7992503-7433701
11188805 | 7992503-7439248
11188782 | 7992503-7455999
11189404 | 7992503-7456454
11189520 | 7992503-7476183
10471208 | 7992509-7309902
10337428 | 7992509-7367010
11159700 | 7992509-7444378
10435527 | 7992509-8077661
10790353 | 7992510-7367010
10497248 | 7992523-7341808
10526027 | 7992523-7383695
10432827 | 7992523-8240433
10328340 | 7992524-7082027
10334443 | 7992524-7310717
10633884 | 7992524-7392263
10526420 | 7992524-7392278
10330254 | 7992524-8215500
10330753 | 7992524-8215501
10336975 | 7992524-8215503
10438187 | 7992553-6802284
10332400 | 7992553-7011431
10328626 | 7992553-7011442
10432892 | 7992553-7011443
10436797 | 7992553-7011444
10328129 | 7992553-7011445
10439611 | 7992553-7017189
10435828 | 7992553-7017207
10432831 | 7992553-7017210
10437959 | 7992553-7085078
10438448 | 7992553-7128425
10437383 | 7992553-7153571
10437710 | 7992553-7153574
10340567 | 7992553-7153749
10433123 | 7992553-7153753
10439565 | 7992553-7153769
10778540 | 7992553-7153796
10778469 | 7992553-7153798
10340360 | 7992553-7171375
10438057 | 7992553-7171378
10341997 | 7992553-7171379
10329024 | 7992553-7171380
10330987 | 7992553-7171385
10330381 | 7992553-7171386
10336233 | 7992553-7171387
10471827 | 7992553-7171393
10438803 | 7992553-7179288
10341436 | 7992553-7185643
10333704 | 7992553-7185644
10341336 | 7992553-7185646
10778374 | 7992553-7195726
10328449 | 7992553-7211641
10525892 | 7992553-7221394
10451364 | 7992553-7221400
10513212 | 7992553-7221402
10436006 | 7992553-7228760
10341453 | 7992553-7269686
10440167 | 7992553-7273661
10329391 | 7992553-7277654
10331547 | 7992553-7291150
10438066 | 7992553-7291796
10434982 | 7992553-7292807
10433250 | 7992553-7295015
10438941 | 7992553-7295629
10329478 | 7992553-7295693
10433524 | 7992553-7295699
10330941 | 7992553-7295708
10332911 | 7992553-7295716
10330673 | 7992553-7295721
10433176 | 7992553-7295727
10434642 | 7992553-7295731
10335727 | 7992553-7295737
10336335 | 7992553-7295748
10332334 | 7992553-7295751
10436199 | 7992553-7295757
10434720 | 7992553-7295762
10435191 | 7992553-7295768
10434604 | 7992553-7298497
10433607 | 7992553-7298501
10433955 | 7992553-7298502
10434542 | 7992553-7298503
10471189 | 7992553-7306108
10331638 | 7992553-7307014
10439125 | 7992553-7307513
10334444 | 7992553-7310717
10332549 | 7992553-7310719
10333587 | 7992553-7310721
10332647 | 7992553-7310722
10337348 | 7992553-7310723
10333519 | 7992553-7310724
10439049 | 7992553-7311331
10434883 | 7992553-7312843
10435137 | 7992553-7313017
10435773 | 7992553-7321668
10436608 | 7992553-7325290
10329818 | 7992553-7339340
10497208 | 7992553-7341808
10336129 | 7992553-7344369
10988339 | 7992553-7345547
10988545 | 7992553-7345548
10988445 | 7992553-7345549
10988714 | 7992553-7345550
10988739 | 7992553-7345551
10497721 | 7992553-7345555
10497785 | 7992553-7345556
10497757 | 7992553-7345557
10944913 | 7992553-7345558
10634349 | 7992553-7345564
10634390 | 7992553-7345565
10634303 | 7992553-7345566
10634077 | 7992553-7345567
10634422 | 7992553-7345568
10988936 | 7992553-7345570
10989031 | 7992553-7345571
10438832 | 7992553-7358178
10336498 | 7992553-7359859
10333285 | 7992553-7361860
10340095 | 7992553-7364338
10341136 | 7992553-7368894
10338723 | 7992553-7368917
10334610 | 7992553-7368921
10341351 | 7992553-7368940
10328690 | 7992553-7368945
10329123 | 7992553-7368948
10328926 | 7992553-7368949
10330022 | 7992553-7368950
10333183 | 7992553-7368951
10331538 | 7992553-7368952
10329549 | 7992553-7368953
10332186 | 7992553-7368954
10333954 | 7992553-7368955
11188698 | 7992553-7370810
10334561 | 7992553-7373222
10336876 | 7992553-7381991
10336656 | 7992553-7382001
10339330 | 7992553-7382006
10339571 | 7992553-7382011
10336590 | 7992553-7382016
10522155 | 7992553-7383692
10526068 | 7992553-7383695
10526233 | 7992553-7383699
11187645 | 7992553-7387986
10826842 | 7992553-7388021
11187540 | 7992553-7388031
11187842 | 7992553-7388049
11187787 | 7992553-7388061
10826812 | 7992553-7388072
10785663 | 7992553-7388073
10526538 | 7992553-7390950
10526684 | 7992553-7390964
10452154 | 7992553-7390965
10452281 | 7992553-7390968
10633935 | 7992553-7392263
10526474 | 7992553-7392278
10785388 | 7992553-7392280
10785317 | 7992553-7392281
10526871 | 7992553-7392282
10826546 | 7992553-7392283
10451094 | 7992553-7395026
10826532 | 7992553-7395029
10768160 | 7992553-7395036
10897012 | 7992553-7395039
10826202 | 7992553-7397577
10526958 | 7992553-7397578
10526989 | 7992553-7397580
10797166 | 7992553-7397588
10797035 | 7992553-7397607
10335438 | 7992553-7398013
10503711 | 7992553-7400868
10334900 | 7992553-7400869
10334267 | 7992553-7404960
10335843 | 7992553-7404990
10527104 | 7992553-7405229
10988839 | 7992553-7405542
11188270 | 7992553-7405559
10785677 | 7992553-7410032
10945219 | 7992553-7410078
10329853 | 7992553-7412815
10451229 | 7992553-7424322
10337264 | 7992553-7425031
10337104 | 7992553-7425466
10451634 | 7992553-7428970
10451837 | 7992553-7430884
10452224 | 7992553-7431822
10452091 | 7992553-7432041
11187990 | 7992553-7433701
10383947 | 7992553-7437332
11188785 | 7992553-7439248
10896942 | 7992553-7440860
10451531 | 7992553-7444059
11188812 | 7992553-7455999
11189443 | 7992553-7456454
10945377 | 7992553-7465394
11189506 | 7992553-7476183
11188414 | 7992553-7500636
10434879 | 7992553-8077677
10434181 | 7992553-8077678
10331169 | 7992553-8206186
10330255 | 7992553-8215500
10330754 | 7992553-8215501
10331251 | 7992553-8231379
10333068 | 7992553-8231383
10432832 | 7992553-8240433
10496857 | 7992553-8240442
10337591 | 7992553-8240445
10340045 | 7992553-8240448
10338324 | 7992553-8283940
10335472 | 7992553-8283947
10338406 | 7992553-8283972
10341237 | 7992553-8283984
10338748 | 7992553-8284054
10337763 | 7992553-8284074
10338191 | 7992553-8284081
10335626 | 7992553-8284096
10339453 | 7992553-8284109
11187396 | 7992572-7344369
10988357 | 7992572-7345547
10988465 | 7992572-7345549
10988749 | 7992572-7345551
10944892 | 7992572-7345557
10944926 | 7992572-7345558
10945045 | 7992572-7345564
10945120 | 7992572-7345565
10961931 | 7992572-7345566
10945069 | 7992572-7345567
11187419 | 7992572-7368917
11188924 | 7992572-7383695
11188950 | 7992572-7383699
11187656 | 7992572-7387986
11187571 | 7992572-7388031
11187852 | 7992572-7388049
11187791 | 7992572-7388061
11188968 | 7992572-7388072
11189028 | 7992572-7392278
11187971 | 7992572-7392282
11188315 | 7992572-7397578
11188289 | 7992572-7398013
11188329 | 7992572-7400868
11189105 | 7992572-7405229
11188247 | 7992572-7405559
10945244 | 7992572-7410078
11188001 | 7992572-7433701
11188912 | 7992572-7439248
11188780 | 7992572-7455999
11189403 | 7992572-7456454
11189518 | 7992572-7476183
11187397 | 7992573-7344369
10988350 | 7992573-7345547
10988750 | 7992573-7345551
10944889 | 7992573-7345557
10944932 | 7992573-7345558
10945046 | 7992573-7345564
10945123 | 7992573-7345565
10961936 | 7992573-7345566
10945073 | 7992573-7345567
11187421 | 7992573-7368917
11188927 | 7992573-7383695
11188951 | 7992573-7383699
11187657 | 7992573-7387986
11187579 | 7992573-7388031
11187853 | 7992573-7388049
11187793 | 7992573-7388061
11188969 | 7992573-7388072
11189342 | 7992573-7392278
11188293 | 7992573-7398013
11188331 | 7992573-7400868
11189108 | 7992573-7405229
11188248 | 7992573-7405559
10945233 | 7992573-7410078
11188005 | 7992573-7433701
11188807 | 7992573-7439248
11188781 | 7992573-7455999
11189405 | 7992573-7456454
11189521 | 7992573-7476183
11187855 | 7992574-7388049
11187398 | 7992579-7344369
10988354 | 7992579-7345547
10988751 | 7992579-7345551
10944894 | 7992579-7345557
10944929 | 7992579-7345558
10945047 | 7992579-7345564
10945124 | 7992579-7345565
10961941 | 7992579-7345566
10945070 | 7992579-7345567
11187422 | 7992579-7368917
11188928 | 7992579-7383695
11188955 | 7992579-7383699
11187658 | 7992579-7387986
11187566 | 7992579-7388031
11187857 | 7992579-7388049
11187796 | 7992579-7388061
11188970 | 7992579-7388072
11189343 | 7992579-7392278
11188296 | 7992579-7398013
11188332 | 7992579-7400868
11189110 | 7992579-7405229
11188249 | 7992579-7405559
10945234 | 7992579-7410078
11188002 | 7992579-7433701
11188809 | 7992579-7439248
11188783 | 7992579-7455999
11189409 | 7992579-7456454
11189517 | 7992579-7476183
11187364 | 7992580-7283610
11187399 | 7992580-7344369
10988351 | 7992580-7345547
10988565 | 7992580-7345550
10988752 | 7992580-7345551
10944899 | 7992580-7345557
10944931 | 7992580-7345558
10945048 | 7992580-7345564
10945125 | 7992580-7345565
10961928 | 7992580-7345566
10945074 | 7992580-7345567
11187423 | 7992580-7368917
11188929 | 7992580-7383695
11188952 | 7992580-7383699
11187662 | 7992580-7387986
11187574 | 7992580-7388031
11187856 | 7992580-7388049
11187795 | 7992580-7388061
11188971 | 7992580-7388072
11189344 | 7992580-7392278
11187953 | 7992580-7395026
10910105 | 7992580-7395039
11188297 | 7992580-7398013
11188333 | 7992580-7400868
11189109 | 7992580-7405229
11189502 | 7992580-7405542
11188251 | 7992580-7405559
10945235 | 7992580-7410078
11188006 | 7992580-7433701
11188811 | 7992580-7439248
11188804 | 7992580-7455999
11189406 | 7992580-7456454
11189522 | 7992580-7476183
11187375 | 7992586-7283610
11187402 | 7992586-7344369
10988355 | 7992586-7345547
10988569 | 7992586-7345550
10988817 | 7992586-7345551
10944903 | 7992586-7345557
10944927 | 7992586-7345558
10945051 | 7992586-7345564
10945127 | 7992586-7345565
10961932 | 7992586-7345566
10945076 | 7992586-7345567
11187424 | 7992586-7368917
11188930 | 7992586-7383695
11188956 | 7992586-7383699
11187659 | 7992586-7387986
11187568 | 7992586-7388031
11187858 | 7992586-7388049
11187799 | 7992586-7388061
11188974 | 7992586-7388072
11189351 | 7992586-7392278
11187954 | 7992586-7395026
10910107 | 7992586-7395039
11188291 | 7992586-7398013
11188335 | 7992586-7400868
11189111 | 7992586-7405229
11189465 | 7992586-7405542
11188256 | 7992586-7405559
10945237 | 7992586-7410078
11188003 | 7992586-7433701
11188816 | 7992586-7439248
11188806 | 7992586-7455999
11189410 | 7992586-7456454
11189523 | 7992586-7476183
11187367 | 7992588-7283610
11187400 | 7992588-7344369
10988352 | 7992588-7345547
10988567 | 7992588-7345550
10988819 | 7992588-7345551
10944890 | 7992588-7345557
10944933 | 7992588-7345558
10945049 | 7992588-7345564
10945126 | 7992588-7345565
10961929 | 7992588-7345566
10945083 | 7992588-7345567
11187427 | 7992588-7368917
11188931 | 7992588-7383695
11188954 | 7992588-7383699
11187663 | 7992588-7387986
11187575 | 7992588-7388031
11187861 | 7992588-7388049
11187803 | 7992588-7388061
11188972 | 7992588-7388072
11189346 | 7992588-7392278
11187955 | 7992588-7395026
10910106 | 7992588-7395039
11188290 | 7992588-7398013
11188338 | 7992588-7400868
11189113 | 7992588-7405229
11189501 | 7992588-7405542
11188252 | 7992588-7405559
10945238 | 7992588-7410078
11188004 | 7992588-7433701
11188845 | 7992588-7439248
11188830 | 7992588-7455999
11189414 | 7992588-7456454
11189527 | 7992588-7476183
10435530 | 7992594-8077661
10471191 | 7992596-7309902
11159706 | 7992600-7444378
10336976 | 7992600-8215503
10436339 | 7992600-8305049
10328342 | 7992605-7082027
11159705 | 7992605-7444378
10336977 | 7992605-8215503
10945253 | 7992641-7410078
10341898 | 7992652-7325526
10341834 | 7992652-7333010
10339761 | 7992652-7335354
10341740 | 7992652-7338294
10341900 | 7992653-7325526
10341836 | 7992653-7333010
10339762 | 7992653-7335354
10341742 | 7992653-7338294
10471198 | 7992693-7309902
10435531 | 7992694-8077661
10328119 | 7992709-7011445
10439616 | 7992709-7017189
10435832 | 7992709-7017207
10432817 | 7992709-7017210
10437384 | 7992709-7153571
10437712 | 7992709-7153574
10778599 | 7992709-7153796
10336236 | 7992709-7171387
10438807 | 7992709-7179288
10328451 | 7992709-7211641
10525954 | 7992709-7221394
10451333 | 7992709-7221400
10513265 | 7992709-7221402
10329394 | 7992709-7277654
10328748 | 7992709-7288425
10331548 | 7992709-7291150
10438074 | 7992709-7291796
10434983 | 7992709-7292807
10433247 | 7992709-7295015
10438948 | 7992709-7295629
10329481 | 7992709-7295693
10433525 | 7992709-7295699
10330925 | 7992709-7295708
10332913 | 7992709-7295716
10330674 | 7992709-7295721
10433179 | 7992709-7295727
10434012 | 7992709-7295731
10335731 | 7992709-7295737
10336338 | 7992709-7295748
10332336 | 7992709-7295751
10436202 | 7992709-7295757
10434715 | 7992709-7295762
10435193 | 7992709-7295768
10434613 | 7992709-7298497
10433604 | 7992709-7298501
10433952 | 7992709-7298502
10434545 | 7992709-7298503
10471192 | 7992709-7306108
10334445 | 7992709-7310717
10332548 | 7992709-7310719
10333591 | 7992709-7310721
10332650 | 7992709-7310722
10337349 | 7992709-7310723
10333522 | 7992709-7310724
10435141 | 7992709-7313017
10435779 | 7992709-7321668
10436615 | 7992709-7325290
10329819 | 7992709-7339340
10497292 | 7992709-7341808
10336132 | 7992709-7344369
10988372 | 7992709-7345547
10988392 | 7992709-7345548
10471879 | 7992709-7345549
10988609 | 7992709-7345550
10497454 | 7992709-7345555
10497382 | 7992709-7345556
10497938 | 7992709-7345557
10945063 | 7992709-7345564
10471582 | 7992709-7345566
10471595 | 7992709-7345567
10471636 | 7992709-7345568
10353206 | 7992709-7345570
10438843 | 7992709-7358178
10336503 | 7992709-7359859
10333289 | 7992709-7361860
10338725 | 7992709-7368917
10334560 | 7992709-7368921
10341349 | 7992709-7368940
10328685 | 7992709-7368945
10329112 | 7992709-7368948
10328929 | 7992709-7368949
10330024 | 7992709-7368950
10333184 | 7992709-7368951
10331540 | 7992709-7368952
10329550 | 7992709-7368953
10332189 | 7992709-7368954
10333955 | 7992709-7368955
10334559 | 7992709-7373222
10336877 | 7992709-7381991
10336659 | 7992709-7382001
10339332 | 7992709-7382006
10339569 | 7992709-7382011
10450997 | 7992709-7382016
10522188 | 7992709-7383692
10526120 | 7992709-7383695
10526269 | 7992709-7383699
11187693 | 7992709-7387986
10826651 | 7992709-7388021
11187459 | 7992709-7388031
11187889 | 7992709-7388049
10387408 | 7992709-7388061
10826678 | 7992709-7388072
10785762 | 7992709-7388073
10526588 | 7992709-7390950
10527131 | 7992709-7390964
10452277 | 7992709-7390965
10452326 | 7992709-7390968
10338489 | 7992709-7392263
10340157 | 7992709-7392278
10785387 | 7992709-7392280
10785405 | 7992709-7392281
10526899 | 7992709-7392282
10338525 | 7992709-7392283
10451118 | 7992709-7395026
10826582 | 7992709-7395029
10768189 | 7992709-7395036
10897050 | 7992709-7395039
10826238 | 7992709-7397577
10526728 | 7992709-7397578
10527012 | 7992709-7397580
10797091 | 7992709-7397607
10333348 | 7992709-7398013
10503790 | 7992709-7400868
10334903 | 7992709-7400869
10334264 | 7992709-7404960
10335844 | 7992709-7404990
10526375 | 7992709-7405229
11188101 | 7992709-7405559
10340918 | 7992709-7405852
10338553 | 7992709-7405861
10329854 | 7992709-7412815
10451287 | 7992709-7424322
10337263 | 7992709-7425031
10337099 | 7992709-7425466
10451879 | 7992709-7430884
10335990 | 7992709-7431822
10452166 | 7992709-7432041
11188037 | 7992709-7433701
10336017 | 7992709-7437332
11188869 | 7992709-7439248
10896931 | 7992709-7440860
10451569 | 7992709-7444059
11189325 | 7992709-7455999
11189144 | 7992709-7456454
10945100 | 7992709-7465394
11189569 | 7992709-7476183
10434875 | 7992709-8077677
10333071 | 7992709-8231383
10338409 | 7992709-8283972
11187354 | 7992712-7283610
11187410 | 7992712-7344369
10988365 | 7992712-7345547
10988459 | 7992712-7345549
10988581 | 7992712-7345550
10988757 | 7992712-7345551
10944970 | 7992712-7345557
10944935 | 7992712-7345558
10945054 | 7992712-7345564
10945132 | 7992712-7345565
10961937 | 7992712-7345566
10945081 | 7992712-7345567
11187429 | 7992712-7368917
11188935 | 7992712-7383695
11188959 | 7992712-7383699
11187721 | 7992712-7387986
11187636 | 7992712-7388031
11187879 | 7992712-7388049
11187813 | 7992712-7388061
11188977 | 7992712-7388072
11189348 | 7992712-7392278
11187969 | 7992712-7392282
11187958 | 7992712-7395026
10897025 | 7992712-7395039
11188311 | 7992712-7397578
11188299 | 7992712-7398013
11188341 | 7992712-7400868
11189120 | 7992712-7405229
11189467 | 7992712-7405542
11188075 | 7992712-7405559
10945254 | 7992712-7410078
11188051 | 7992712-7433701
11188839 | 7992712-7439248
11189252 | 7992712-7455999
11189426 | 7992712-7456454
11189538 | 7992712-7476183
11187630 | 7992714-7388031
11159703 | 7992722-7444378
10438191 | 7992782-6802284
10332388 | 7992782-7011431
10432896 | 7992782-7011443
10436800 | 7992782-7011444
10328122 | 7992782-7011445
10437004 | 7992782-7011447
10439624 | 7992782-7017189
10435836 | 7992782-7017207
10432828 | 7992782-7017210
10328343 | 7992782-7082027
10437962 | 7992782-7085078
10438452 | 7992782-7128425
10438617 | 7992782-7128432
10438736 | 7992782-7128434
10333887 | 7992782-7142247
10437385 | 7992782-7153571
10437720 | 7992782-7153574
10340568 | 7992782-7153749
10433119 | 7992782-7153753
10439567 | 7992782-7153769
10778560 | 7992782-7153796
10778609 | 7992782-7153798
10340361 | 7992782-7171375
10438067 | 7992782-7171378
10341999 | 7992782-7171379
10329027 | 7992782-7171380
10330979 | 7992782-7171385
10330382 | 7992782-7171386
10336235 | 7992782-7171387
10471821 | 7992782-7171393
10438811 | 7992782-7179288
10333707 | 7992782-7185644
10341337 | 7992782-7185646
10340480 | 7992782-7195726
10328450 | 7992782-7211641
10525926 | 7992782-7221394
10451409 | 7992782-7221400
10513236 | 7992782-7221402
10439451 | 7992782-7268332
10341454 | 7992782-7269686
10440169 | 7992782-7273661
10329389 | 7992782-7277654
10331549 | 7992782-7291150
10438035 | 7992782-7291796
10434984 | 7992782-7292807
10433259 | 7992782-7295015
10438953 | 7992782-7295629
10329484 | 7992782-7295693
10433526 | 7992782-7295699
10330927 | 7992782-7295708
10332915 | 7992782-7295716
10330675 | 7992782-7295721
10433183 | 7992782-7295727
10434015 | 7992782-7295731
10335730 | 7992782-7295737
10336341 | 7992782-7295748
10332339 | 7992782-7295751
10436206 | 7992782-7295757
10434717 | 7992782-7295762
10435190 | 7992782-7295768
10434617 | 7992782-7298497
10433608 | 7992782-7298501
10433957 | 7992782-7298502
10434548 | 7992782-7298503
10471200 | 7992782-7306108
10331639 | 7992782-7307014
10439126 | 7992782-7307513
10471202 | 7992782-7309902
10334430 | 7992782-7310717
10332550 | 7992782-7310719
10333592 | 7992782-7310721
10332651 | 7992782-7310722
10337350 | 7992782-7310723
10333525 | 7992782-7310724
10439051 | 7992782-7311331
10436075 | 7992782-7312843
10437492 | 7992782-7312880
10435145 | 7992782-7313017
10435796 | 7992782-7321668
10436622 | 7992782-7325290
10329823 | 7992782-7339340
10497236 | 7992782-7341808
10988367 | 7992782-7345547
10988535 | 7992782-7345548
10988457 | 7992782-7345549
10988687 | 7992782-7345550
10988758 | 7992782-7345551
10497647 | 7992782-7345555
10497356 | 7992782-7345556
10497826 | 7992782-7345557
10944936 | 7992782-7345558
10634057 | 7992782-7345564
10634398 | 7992782-7345565
10634180 | 7992782-7345566
10634110 | 7992782-7345567
10634427 | 7992782-7345568
10988947 | 7992782-7345570
10989038 | 7992782-7345571
10438854 | 7992782-7358178
10336506 | 7992782-7359859
10333293 | 7992782-7361860
10340084 | 7992782-7364338
10337430 | 7992782-7367010
10341137 | 7992782-7368894
10338710 | 7992782-7368917
10334564 | 7992782-7368921
10341350 | 7992782-7368940
10328687 | 7992782-7368945
10329116 | 7992782-7368948
10328932 | 7992782-7368949
10330026 | 7992782-7368950
10333187 | 7992782-7368951
10331746 | 7992782-7368952
10329551 | 7992782-7368953
10332182 | 7992782-7368954
10333956 | 7992782-7368955
10334562 | 7992782-7373222
10336878 | 7992782-7381991
10336663 | 7992782-7382001
10339334 | 7992782-7382006
10339572 | 7992782-7382011
10336594 | 7992782-7382016
10522173 | 7992782-7383692
10526096 | 7992782-7383695
10526247 | 7992782-7383699
11187675 | 7992782-7387986
10826634 | 7992782-7388021
11187637 | 7992782-7388031
11187875 | 7992782-7388049
10826850 | 7992782-7388072
10785693 | 7992782-7388073
10526556 | 7992782-7390950
10526694 | 7992782-7390964
10452187 | 7992782-7390965
10452300 | 7992782-7390968
10633948 | 7992782-7392263
10526488 | 7992782-7392278
10785411 | 7992782-7392280
10785365 | 7992782-7392281
10526883 | 7992782-7392282
10826558 | 7992782-7392283
10451098 | 7992782-7395026
10826549 | 7992782-7395029
10768173 | 7992782-7395036
10897026 | 7992782-7395039
10826214 | 7992782-7397577
10526711 | 7992782-7397578
10527000 | 7992782-7397580
10797212 | 7992782-7397588
10797056 | 7992782-7397607
10333347 | 7992782-7398013
10503743 | 7992782-7400868
10334906 | 7992782-7400869
10334265 | 7992782-7404960
10335845 | 7992782-7404990
10527109 | 7992782-7405229
10988848 | 7992782-7405542
11188173 | 7992782-7405559
10785741 | 7992782-7410032
10826332 | 7992782-7410050
10945247 | 7992782-7410078
10329855 | 7992782-7412815
10451257 | 7992782-7424322
10337265 | 7992782-7425031
10337101 | 7992782-7425466
10451645 | 7992782-7428970
10451849 | 7992782-7430884
10452237 | 7992782-7431822
10452134 | 7992782-7432041
11188056 | 7992782-7433701
10383966 | 7992782-7437332
11188835 | 7992782-7439248
10451549 | 7992782-7444059
11189254 | 7992782-7455999
11189448 | 7992782-7456454
10945392 | 7992782-7465394
11189539 | 7992782-7476183
10435534 | 7992782-8077661
10434885 | 7992782-8077677
10434183 | 7992782-8077678
10331173 | 7992782-8206186
10330256 | 7992782-8215500
10330755 | 7992782-8215501
10336978 | 7992782-8215503
10331250 | 7992782-8231379
10333069 | 7992782-8231383
10432816 | 7992782-8240433
10496873 | 7992782-8240442
10337594 | 7992782-8240445
10340002 | 7992782-8240448
10338325 | 7992782-8283940
10335477 | 7992782-8283947
10338412 | 7992782-8283972
10341238 | 7992782-8283984
10337917 | 7992782-8283990
10338749 | 7992782-8284054
10337764 | 7992782-8284074
10338194 | 7992782-8284081
10335612 | 7992782-8284096
10339455 | 7992782-8284109
10436352 | 7992782-8305049
10438194 | 7992803-6802284
10332392 | 7992803-7011431
10328628 | 7992803-7011442
10432907 | 7992803-7011443
10436801 | 7992803-7011444
10328125 | 7992803-7011445
10437005 | 7992803-7011447
10439631 | 7992803-7017189
10435839 | 7992803-7017207
10432833 | 7992803-7017210
10328248 | 7992803-7082027
10437968 | 7992803-7085078
10333890 | 7992803-7142247
10437386 | 7992803-7153571
10437722 | 7992803-7153574
10340569 | 7992803-7153749
10433124 | 7992803-7153753
10439568 | 7992803-7153769
10778594 | 7992803-7153796
10778574 | 7992803-7153798
10340364 | 7992803-7171375
10438071 | 7992803-7171378
10342001 | 7992803-7171379
10329030 | 7992803-7171380
10330982 | 7992803-7171385
10330384 | 7992803-7171386
10336238 | 7992803-7171387
10471829 | 7992803-7171393
10438815 | 7992803-7179288
10341437 | 7992803-7185643
10333710 | 7992803-7185644
10341338 | 7992803-7185646
10340478 | 7992803-7195726
10328452 | 7992803-7211641
10525947 | 7992803-7221394
10451326 | 7992803-7221400
10513263 | 7992803-7221402
10341455 | 7992803-7269686
10440007 | 7992803-7273628
10440311 | 7992803-7273636
10440171 | 7992803-7273661
10329392 | 7992803-7277654
10328749 | 7992803-7288425
10331550 | 7992803-7291150
10438042 | 7992803-7291796
10434986 | 7992803-7292807
10433264 | 7992803-7295015
10438959 | 7992803-7295629
10329487 | 7992803-7295693
10433527 | 7992803-7295699
10330930 | 7992803-7295708
10332916 | 7992803-7295716
10330676 | 7992803-7295721
10433190 | 7992803-7295727
10434018 | 7992803-7295731
10335732 | 7992803-7295737
10336344 | 7992803-7295748
10334046 | 7992803-7295751
10436212 | 7992803-7295757
10434719 | 7992803-7295762
10435192 | 7992803-7295768
10436782 | 7992803-7296993
10434543 | 7992803-7298497
10433605 | 7992803-7298501
10433959 | 7992803-7298502
10434551 | 7992803-7298503
10471207 | 7992803-7306108
10331640 | 7992803-7307014
10439130 | 7992803-7307513
10439259 | 7992803-7307555
10334431 | 7992803-7310717
10332551 | 7992803-7310719
10333595 | 7992803-7310721
10332653 | 7992803-7310722
10337351 | 7992803-7310723
10333528 | 7992803-7310724
10439053 | 7992803-7311331
10436074 | 7992803-7312843
10435149 | 7992803-7313017
10435373 | 7992803-7321668
10436628 | 7992803-7325290
10329826 | 7992803-7339340
10497296 | 7992803-7341808
10336134 | 7992803-7344369
10988371 | 7992803-7345547
10988391 | 7992803-7345548
10988593 | 7992803-7345549
10988610 | 7992803-7345550
10988776 | 7992803-7345551
10497450 | 7992803-7345555
10497372 | 7992803-7345556
10497928 | 7992803-7345557
10944954 | 7992803-7345558
10634105 | 7992803-7345564
10634407 | 7992803-7345565
10634235 | 7992803-7345566
10634165 | 7992803-7345567
10634439 | 7992803-7345568
10989001 | 7992803-7345570
10989056 | 7992803-7345571
10438827 | 7992803-7358178
10336513 | 7992803-7359859
10333282 | 7992803-7361860
10340086 | 7992803-7364338
10337432 | 7992803-7367010
10341138 | 7992803-7368894
10338714 | 7992803-7368917
10334565 | 7992803-7368921
10341352 | 7992803-7368940
10328689 | 7992803-7368945
10329120 | 7992803-7368948
10328933 | 7992803-7368949
10333185 | 7992803-7368951
10331747 | 7992803-7368952
10329552 | 7992803-7368953
10332185 | 7992803-7368954
10333957 | 7992803-7368955
11188448 | 7992803-7370810
10334563 | 7992803-7373222
10336879 | 7992803-7381991
10336657 | 7992803-7382001
10339335 | 7992803-7382006
10339573 | 7992803-7382011
10522192 | 7992803-7383692
10526115 | 7992803-7383695
10526264 | 7992803-7383699
11187691 | 7992803-7387986
10826650 | 7992803-7388021
11187605 | 7992803-7388031
11187886 | 7992803-7388049
11187932 | 7992803-7388061
10826868 | 7992803-7388072
10785758 | 7992803-7388073
10526583 | 7992803-7390950
10527130 | 7992803-7390964
10452275 | 7992803-7390965
10452324 | 7992803-7390968
10633965 | 7992803-7392263
10526502 | 7992803-7392278
10785458 | 7992803-7392281
10526897 | 7992803-7392282
10826667 | 7992803-7392283
10451116 | 7992803-7395026
10826579 | 7992803-7395029
10768187 | 7992803-7395036
10897045 | 7992803-7395039
10826234 | 7992803-7397577
10526725 | 7992803-7397578
10527017 | 7992803-7397580
10797215 | 7992803-7397588
10797104 | 7992803-7397607
10333346 | 7992803-7398013
10503786 | 7992803-7400868
10334905 | 7992803-7400869
10334269 | 7992803-7404960
10335823 | 7992803-7404990
10526378 | 7992803-7405229
10988864 | 7992803-7405542
11188099 | 7992803-7405559
10785736 | 7992803-7410032
10826359 | 7992803-7410050
10945274 | 7992803-7410078
10329856 | 7992803-7412815
10451298 | 7992803-7424322
10337267 | 7992803-7425031
10337103 | 7992803-7425466
10451659 | 7992803-7428970
10451866 | 7992803-7430884
10451897 | 7992803-7431822
10452186 | 7992803-7432041
11188039 | 7992803-7433701
10383967 | 7992803-7437332
11188867 | 7992803-7439248
10896930 | 7992803-7440860
10451581 | 7992803-7444059
11189326 | 7992803-7455999
11189142 | 7992803-7456454
10945102 | 7992803-7465394
11189563 | 7992803-7476183
10435536 | 7992803-8077661
10434882 | 7992803-8077677
10331171 | 7992803-8206186
10330258 | 7992803-8215500
10330756 | 7992803-8215501
10331341 | 7992803-8231379
10333072 | 7992803-8231383
10432823 | 7992803-8240433
10496909 | 7992803-8240442
10337584 | 7992803-8240445
10340003 | 7992803-8240448
10338326 | 7992803-8283940
10335474 | 7992803-8283947
10338410 | 7992803-8283972
10341239 | 7992803-8283984
10337918 | 7992803-8283990
10338752 | 7992803-8284054
10337765 | 7992803-8284074
10338197 | 7992803-8284081
10335615 | 7992803-8284096
10339458 | 7992803-8284109
10436359 | 7992803-8305049
10471209 | 7992810-7309902
10435538 | 7992810-8077661
10328247 | 7992820-7082027
10328246 | 7992856-7082027
10334566 | 7992856-7373222
10451756 | 7992856-7444059
10945348 | 7992856-7465394
11187381 | 7992859-7283610
11187401 | 7992859-7344369
10944896 | 7992859-7345557
10944928 | 7992859-7345558
10945052 | 7992859-7345564
10945129 | 7992859-7345565
10961934 | 7992859-7345566
10945077 | 7992859-7345567
11187425 | 7992859-7368917
11188932 | 7992859-7383695
11187661 | 7992859-7387986
11187859 | 7992859-7388049
11187807 | 7992859-7388061
11189345 | 7992859-7392278
11187973 | 7992859-7392282
10910108 | 7992859-7395039
11188292 | 7992859-7398013
11188336 | 7992859-7400868
11189112 | 7992859-7405229
11189498 | 7992859-7405542
11188255 | 7992859-7405559
10945239 | 7992859-7410078
11188055 | 7992859-7433701
11188815 | 7992859-7439248
11188794 | 7992859-7455999
11189418 | 7992859-7456454
11189524 | 7992859-7476183
11187382 | 7992860-7283610
11187403 | 7992860-7344369
10944898 | 7992860-7345557
10944930 | 7992860-7345558
10945050 | 7992860-7345564
10945128 | 7992860-7345565
10961935 | 7992860-7345566
10945084 | 7992860-7345567
11187426 | 7992860-7368917
11188933 | 7992860-7383695
11187664 | 7992860-7387986
11187863 | 7992860-7388049
11187797 | 7992860-7388061
11189352 | 7992860-7392278
11187974 | 7992860-7392282
10910109 | 7992860-7395039
11188294 | 7992860-7398013
11188339 | 7992860-7400868
11189114 | 7992860-7405229
11189466 | 7992860-7405542
11188253 | 7992860-7405559
10945241 | 7992860-7410078
11188007 | 7992860-7433701
11188818 | 7992860-7439248
11189244 | 7992860-7455999
11189408 | 7992860-7456454
11189528 | 7992860-7476183
10340838 | 7992866-7195730
10437628 | 7992866-7196923
10331079 | 7992866-7264221
10330614 | 7992866-7266485
10331866 | 7992866-7272475
10340282 | 7992866-7275333
10339894 | 7992866-7276087
10437047 | 7992866-7280426
10332988 | 7992866-7283610
10439197 | 7992866-7284503
10341149 | 7992866-7297794
10341899 | 7992866-7325526
10341838 | 7992866-7333010
10342084 | 7992866-7334654
10339763 | 7992866-7335354
10339147 | 7992866-7338294
10335902 | 7992866-7383595
10335913 | 7992866-7383611
10335926 | 7992866-7384682
10497842 | 7992866-7459038
11188347 | 7992866-7466895
10339367 | 7992866-8240439
10333892 | 7992878-7142247
10340570 | 7992878-7153749
10337435 | 7992878-7367010
11159715 | 7992878-7444378
10438375 | 7992879-8305049
10471824 | 7992941-7171393
10340481 | 7992941-7195726
10525897 | 7992941-7221394
10451360 | 7992941-7221400
10434021 | 7992941-7295731
10471193 | 7992941-7309902
10435150 | 7992941-7313017
10497203 | 7992941-7341808
10333283 | 7992941-7361860
10333959 | 7992941-7368955
10526063 | 7992941-7383695
10633932 | 7992941-7392263
10785315 | 7992941-7392281
10826372 | 7992941-7397578
10503722 | 7992941-7400868
10335824 | 7992941-7404990
10329857 | 7992941-7412815
10337269 | 7992941-7425031
10452220 | 7992941-7431822
10452086 | 7992941-7432041
10451530 | 7992941-7444059
11189397 | 7992941-7456454
10435540 | 7992941-8077661
10331174 | 7992941-8206186
10330260 | 7992941-8215500
10331252 | 7992941-8231379
10337766 | 7992941-8284074
10451387 | 7992962-7221400
10438198 | 7999036-6802284
10332395 | 7999036-7011431
10328631 | 7999036-7011442
10432912 | 7999036-7011443
10436804 | 7999036-7011444
10328128 | 7999036-7011445
10437006 | 7999036-7011447
10439620 | 7999036-7017189
10435826 | 7999036-7017207
10432847 | 7999036-7017210
10328250 | 7999036-7082027
10437972 | 7999036-7085078
10333895 | 7999036-7142247
10437391 | 7999036-7153571
10437723 | 7999036-7153574
10340571 | 7999036-7153749
10433120 | 7999036-7153753
10439570 | 7999036-7153769
10778597 | 7999036-7153796
10778584 | 7999036-7153798
10340362 | 7999036-7171375
10438075 | 7999036-7171378
10342002 | 7999036-7171379
10329025 | 7999036-7171380
10330985 | 7999036-7171385
10330383 | 7999036-7171386
10335946 | 7999036-7171387
10471831 | 7999036-7171393
10438788 | 7999036-7179288
10341254 | 7999036-7185643
10333713 | 7999036-7185644
10341339 | 7999036-7185646
10340482 | 7999036-7195726
10328453 | 7999036-7211641
10525950 | 7999036-7221394
10451328 | 7999036-7221400
10513264 | 7999036-7221402
10341456 | 7999036-7269686
10440173 | 7999036-7273661
10329395 | 7999036-7277654
10328750 | 7999036-7288425
10331551 | 7999036-7291150
10438049 | 7999036-7291796
10434988 | 7999036-7292807
10433266 | 7999036-7295015
10438964 | 7999036-7295629
10329480 | 7999036-7295693
10433528 | 7999036-7295699
10330933 | 7999036-7295708
10332918 | 7999036-7295716
10330677 | 7999036-7295721
10433182 | 7999036-7295727
10434024 | 7999036-7295731
10335735 | 7999036-7295737
10336324 | 7999036-7295748
10334047 | 7999036-7295751
10436203 | 7999036-7295757
10434721 | 7999036-7295762
10435195 | 7999036-7295768
10436787 | 7999036-7296993
10434549 | 7999036-7298497
10433609 | 7999036-7298501
10433962 | 7999036-7298502
10434558 | 7999036-7298503
10471220 | 7999036-7306108
10439134 | 7999036-7307513
10439263 | 7999036-7307555
10471199 | 7999036-7309902
10334432 | 7999036-7310717
10332554 | 7999036-7310719
10333593 | 7999036-7310721
10332652 | 7999036-7310722
10337352 | 7999036-7310723
10333531 | 7999036-7310724
10439055 | 7999036-7311331
10436076 | 7999036-7312843
10437489 | 7999036-7312880
10435154 | 7999036-7313017
10435571 | 7999036-7321668
10436639 | 7999036-7325290
10329829 | 7999036-7339340
10497332 | 7999036-7341808
10336136 | 7999036-7344369
10988373 | 7999036-7345547
10988393 | 7999036-7345548
10988594 | 7999036-7345549
10988607 | 7999036-7345550
10988780 | 7999036-7345551
10497460 | 7999036-7345555
10497391 | 7999036-7345556
10497934 | 7999036-7345557
10944956 | 7999036-7345558
10634108 | 7999036-7345564
10634409 | 7999036-7345565
10634239 | 7999036-7345566
10634138 | 7999036-7345567
10634441 | 7999036-7345568
10989009 | 7999036-7345570
10989057 | 7999036-7345571
10438837 | 7999036-7358178
10336499 | 7999036-7359859
10333287 | 7999036-7361860
10340088 | 7999036-7364338
10341139 | 7999036-7368894
10338729 | 7999036-7368917
10334570 | 7999036-7368921
10341353 | 7999036-7368940
10328691 | 7999036-7368945
10329124 | 7999036-7368948
10328935 | 7999036-7368949
10330028 | 7999036-7368950
10333186 | 7999036-7368951
10331748 | 7999036-7368952
10329553 | 7999036-7368953
10332188 | 7999036-7368954
10333958 | 7999036-7368955
11188452 | 7999036-7370810
10334568 | 7999036-7373222
10336880 | 7999036-7381991
10336658 | 7999036-7382001
10339336 | 7999036-7382006
10339576 | 7999036-7382011
10450996 | 7999036-7382016
10522194 | 7999036-7383692
10526117 | 7999036-7383695
10526267 | 7999036-7383699
11187690 | 7999036-7387986
10826647 | 7999036-7388021
11187457 | 7999036-7388031
11187887 | 7999036-7388049
11187933 | 7999036-7388061
10826869 | 7999036-7388072
10785759 | 7999036-7388073
10526586 | 7999036-7390950
10527129 | 7999036-7390964
10452276 | 7999036-7390965
10452325 | 7999036-7390968
10633966 | 7999036-7392263
10526505 | 7999036-7392278
10785325 | 7999036-7392280
10785396 | 7999036-7392281
10526898 | 7999036-7392282
10826668 | 7999036-7392283
10451117 | 7999036-7395026
10826580 | 7999036-7395029
10768190 | 7999036-7395036
10897043 | 7999036-7395039
10826237 | 7999036-7397577
10526726 | 7999036-7397578
10527010 | 7999036-7397580
10797217 | 7999036-7397588
10797109 | 7999036-7397607
10333349 | 7999036-7398013
10503788 | 7999036-7400868
10334908 | 7999036-7400869
10334266 | 7999036-7404960
10337146 | 7999036-7404990
10526368 | 7999036-7405229
10988865 | 7999036-7405542
11188097 | 7999036-7405559
10785737 | 7999036-7410032
10826360 | 7999036-7410050
10945268 | 7999036-7410078
10329858 | 7999036-7412815
10451284 | 7999036-7424322
10337266 | 7999036-7425031
10337105 | 7999036-7425466
10451657 | 7999036-7428970
10451870 | 7999036-7430884
10634064 | 7999036-7431009
10451900 | 7999036-7431822
10452192 | 7999036-7432041
11188036 | 7999036-7433701
10383968 | 7999036-7437332
11188902 | 7999036-7439248
10896934 | 7999036-7440860
10451584 | 7999036-7444059
11189323 | 7999036-7455999
11189152 | 7999036-7456454
10945099 | 7999036-7465394
11189565 | 7999036-7476183
10435541 | 7999036-8077661
10434884 | 7999036-8077677
10331177 | 7999036-8206186
10330259 | 7999036-8215500
10330757 | 7999036-8215501
10331342 | 7999036-8231379
10333073 | 7999036-8231383
10432829 | 7999036-8240433
10496910 | 7999036-8240442
10337585 | 7999036-8240445
10340004 | 7999036-8240448
10338327 | 7999036-8283940
10335478 | 7999036-8283947
10338413 | 7999036-8283972
10341240 | 7999036-8283984
10337921 | 7999036-8283990
10338751 | 7999036-8284054
10337767 | 7999036-8284074
10338200 | 7999036-8284081
10335618 | 7999036-8284096
10339456 | 7999036-8284109
10440043 | 7999063-10089225
10767106 | 7999063-7011442
10328130 | 7999063-7011445
10338856 | 7999063-7221394
10471692 | 7999063-7345555
10471727 | 7999063-7345556
10525973 | 7999063-7361860
10341354 | 7999063-7368940
10333189 | 7999063-7368951
10331749 | 7999063-7368952
10329554 | 7999063-7368953
10334572 | 7999063-7373222
10336881 | 7999063-7381991
10339337 | 7999063-7382006
10339579 | 7999063-7382011
10336643 | 7999063-7383699
11187604 | 7999063-7388031
10339538 | 7999063-7424322
10337268 | 7999063-7425031
10337106 | 7999063-7425466
10330797 | 7999063-7428970
10330806 | 7999063-7430884
10335992 | 7999063-7431822
10334004 | 7999063-7432041
10336019 | 7999063-7437332
10339656 | 7999063-7444059
10333291 | 7999091-7361860
10438202 | 7999106-6802284
10332398 | 7999106-7011431
10328634 | 7999106-7011442
10432926 | 7999106-7011443
10436806 | 7999106-7011444
10328134 | 7999106-7011445
10439626 | 7999106-7017189
10432858 | 7999106-7017210
10437975 | 7999106-7085078
10333898 | 7999106-7142247
10437387 | 7999106-7153571
10437724 | 7999106-7153574
10439566 | 7999106-7153769
10778538 | 7999106-7153796
10778468 | 7999106-7153798
10341993 | 7999106-7171379
10329028 | 7999106-7171380
10330988 | 7999106-7171385
10335947 | 7999106-7171387
10471840 | 7999106-7171393
10438796 | 7999106-7179288
10333705 | 7999106-7185644
10340485 | 7999106-7195726
10328455 | 7999106-7211641
10525890 | 7999106-7221394
10451358 | 7999106-7221400
10513206 | 7999106-7221402
10436007 | 7999106-7228760
10440174 | 7999106-7273661
10329398 | 7999106-7277654
10331552 | 7999106-7291150
10438058 | 7999106-7291796
10434987 | 7999106-7292807
10433262 | 7999106-7295015
10438911 | 7999106-7295629
10329483 | 7999106-7295693
10433530 | 7999106-7295699
10330936 | 7999106-7295708
10332920 | 7999106-7295716
10330678 | 7999106-7295721
10433189 | 7999106-7295727
10434027 | 7999106-7295731
10335738 | 7999106-7295737
10336327 | 7999106-7295748
10334048 | 7999106-7295751
10436210 | 7999106-7295757
10434722 | 7999106-7295762
10435197 | 7999106-7295768
10434553 | 7999106-7298497
10433611 | 7999106-7298501
10433961 | 7999106-7298502
10434561 | 7999106-7298503
10471226 | 7999106-7306108
10439138 | 7999106-7307513
10334433 | 7999106-7310717
10332552 | 7999106-7310719
10333598 | 7999106-7310721
10332655 | 7999106-7310722
10337353 | 7999106-7310723
10333514 | 7999106-7310724
10439057 | 7999106-7311331
10436077 | 7999106-7312843
10435158 | 7999106-7313017
10435377 | 7999106-7321668
10436649 | 7999106-7325290
10329831 | 7999106-7339340
10497202 | 7999106-7341808
10335846 | 7999106-7344369
10988336 | 7999106-7345547
10988543 | 7999106-7345548
10988670 | 7999106-7345551
10497707 | 7999106-7345555
10497756 | 7999106-7345556
10497745 | 7999106-7345557
10944912 | 7999106-7345558
10634331 | 7999106-7345564
10634384 | 7999106-7345565
10634317 | 7999106-7345566
10634074 | 7999106-7345567
10634421 | 7999106-7345568
10988937 | 7999106-7345570
10989030 | 7999106-7345571
10438846 | 7999106-7358178
10336504 | 7999106-7359859
10333294 | 7999106-7361860
10340090 | 7999106-7364338
10341140 | 7999106-7368894
10338733 | 7999106-7368917
10334569 | 7999106-7368921
10341355 | 7999106-7368940
10328692 | 7999106-7368945
10329115 | 7999106-7368948
10328936 | 7999106-7368949
10330030 | 7999106-7368950
10333191 | 7999106-7368951
10331750 | 7999106-7368952
10329555 | 7999106-7368953
10332190 | 7999106-7368954
10333960 | 7999106-7368955
11188689 | 7999106-7370810
10334567 | 7999106-7373222
10336882 | 7999106-7381991
10336660 | 7999106-7382001
10339338 | 7999106-7382006
10339583 | 7999106-7382011
10336589 | 7999106-7382016
10522154 | 7999106-7383692
10526070 | 7999106-7383695
10526229 | 7999106-7383699
11187643 | 7999106-7387986
10826830 | 7999106-7388021
11187537 | 7999106-7388031
11187841 | 7999106-7388049
11187783 | 7999106-7388061
10826815 | 7999106-7388072
10785642 | 7999106-7388073
10526537 | 7999106-7390950
10526682 | 7999106-7390964
10452145 | 7999106-7390965
10452280 | 7999106-7390968
10633929 | 7999106-7392263
10526471 | 7999106-7392278
10526869 | 7999106-7392282
10826538 | 7999106-7392283
10451091 | 7999106-7395026
10768157 | 7999106-7395036
10826206 | 7999106-7397577
10526956 | 7999106-7397578
10526987 | 7999106-7397580
10797162 | 7999106-7397588
10797023 | 7999106-7397607
10333350 | 7999106-7398013
10503717 | 7999106-7400868
10334911 | 7999106-7400869
10334270 | 7999106-7404960
10337147 | 7999106-7404990
10527096 | 7999106-7405229
10988838 | 7999106-7405542
11188269 | 7999106-7405559
10785670 | 7999106-7410032
10826318 | 7999106-7410050
10945218 | 7999106-7410078
10329859 | 7999106-7412815
10451224 | 7999106-7424322
10337341 | 7999106-7425031
10337108 | 7999106-7425466
10451632 | 7999106-7428970
10451835 | 7999106-7430884
10452229 | 7999106-7431822
10452079 | 7999106-7432041
11187989 | 7999106-7433701
10383946 | 7999106-7437332
11188589 | 7999106-7439248
10896897 | 7999106-7440860
10451527 | 7999106-7444059
11188796 | 7999106-7455999
11189393 | 7999106-7456454
11189590 | 7999106-7476183
11188406 | 7999106-7500636
10434892 | 7999106-8077677
10434185 | 7999106-8077678
10330261 | 7999106-8215500
10330758 | 7999106-8215501
10331255 | 7999106-8231379
10333076 | 7999106-8231383
10432836 | 7999106-8240433
10496853 | 7999106-8240442
10337586 | 7999106-8240445
10340005 | 7999106-8240448
10338328 | 7999106-8283940
10335476 | 7999106-8283947
10338416 | 7999106-8283972
10341241 | 7999106-8283984
10337920 | 7999106-8283990
10338750 | 7999106-8284054
10337768 | 7999106-8284074
10338192 | 7999106-8284081
10335621 | 7999106-8284096
10339459 | 7999106-8284109
10435544 | 7999125-8077661
10598216 | 7999193-7444059
10333079 | 7999193-8231383
10339339 | 7999194-7382006
11188210 | 7999194-7405559
10440009 | 7999195-7273628
10440310 | 7999195-7273636
10340919 | 7999195-7405852
10338555 | 7999195-7405861
10440067 | 7999196-10089156
10440011 | 7999196-7273628
10969130 | 7999197-7273628
11188526 | 7999197-7466895
11188520 | 7999198-7466895
10435549 | 7999214-8077661
10336979 | 7999352-8215503
10328252 | 7999371-7082027
10336980 | 7999371-8215503
10337437 | 7999378-7367010
11187938 | 7999379-7388072
11188225 | 7999379-7405559
10451621 | 7999379-7428970
10451212 | 7999380-7424322
10451823 | 7999380-7430884
10328251 | 7999413-7082027
10778371 | 7999413-7195726
11187340 | 7999413-7283610
10329486 | 7999413-7295693
10433532 | 7999413-7295699
10334049 | 7999413-7295751
10337354 | 7999413-7310723
10497196 | 7999413-7341808
11187393 | 7999413-7344369
10333298 | 7999413-7361860
10331751 | 7999413-7368952
10334571 | 7999413-7373222
10768049 | 7999413-7383692
10526054 | 7999413-7383695
10789848 | 7999413-7383699
11187640 | 7999413-7387986
10826861 | 7999413-7388021
11187527 | 7999413-7388031
11187836 | 7999413-7388049
11187776 | 7999413-7388061
11188960 | 7999413-7388072
10526676 | 7999413-7390964
10633936 | 7999413-7392263
10526467 | 7999413-7392278
10785362 | 7999413-7392280
10785501 | 7999413-7392281
10633974 | 7999413-7392282
10826570 | 7999413-7392283
10768150 | 7999413-7395036
11188281 | 7999413-7398013
11188322 | 7999413-7400868
10337148 | 7999413-7404990
10527083 | 7999413-7405229
11189460 | 7999413-7405542
11188268 | 7999413-7405559
10945372 | 7999413-7465394
10330264 | 7999413-8215500
10330759 | 7999413-8215501
10436216 | 7999437-7295757
10439127 | 7999437-7307513
11188413 | 7999437-7370810
10436222 | 7999438-7295757
10497828 | 7999442-7345557
10497653 | 7999443-7345555
10434989 | 7999446-7292807
10434029 | 7999446-7295731
10435163 | 7999446-7313017
10329834 | 7999498-7339340
10497161 | 7999498-7341808
10497644 | 7999498-7345557
10336507 | 7999498-7359859
10525963 | 7999498-7361860
10340092 | 7999498-7364338
10341141 | 7999498-7368894
10338715 | 7999498-7368917
10334574 | 7999498-7368921
10341358 | 7999498-7368940
10328694 | 7999498-7368945
10513156 | 7999498-7368948
10328938 | 7999498-7368949
10329556 | 7999498-7368953
10332184 | 7999498-7368954
10333961 | 7999498-7368955
10334573 | 7999498-7373222
10336883 | 7999498-7381991
10339340 | 7999498-7382006
10339574 | 7999498-7382011
10522264 | 7999498-7383692
10526083 | 7999498-7383695
10526199 | 7999498-7383699
10526333 | 7999498-7390950
10526667 | 7999498-7390964
10452088 | 7999498-7390965
10452449 | 7999498-7390968
10526453 | 7999498-7392278
10526852 | 7999498-7392282
10826490 | 7999498-7392283
10451084 | 7999498-7395026
10826433 | 7999498-7397577
10526963 | 7999498-7397578
10526792 | 7999498-7397580
10797131 | 7999498-7397588
10785639 | 7999498-7410032
10826281 | 7999498-7410050
10329860 | 7999498-7412815
10451206 | 7999498-7424322
10337343 | 7999498-7425031
10337110 | 7999498-7425466
10451610 | 7999498-7428970
10451809 | 7999498-7430884
10452197 | 7999498-7431822
10451978 | 7999498-7432041
11187978 | 7999498-7433701
10383938 | 7999498-7437332
11188564 | 7999498-7439248
10896886 | 7999498-7440860
10451778 | 7999498-7444059
11188852 | 7999498-7455999
11189377 | 7999498-7456454
10945357 | 7999498-7465394
11189208 | 7999498-7476183
10435831 | 7999500-7017207
10432866 | 7999500-7017210
10437726 | 7999500-7153574
10438800 | 7999500-7179288
10434990 | 7999500-7292807
10434032 | 7999500-7295731
10436204 | 7999500-7295757
10434562 | 7999500-7298503
10439131 | 7999500-7307513
10435166 | 7999500-7313017
10497584 | 7999500-7345555
10497750 | 7999500-7345557
10333302 | 7999500-7361860
11188686 | 7999500-7370810
10526534 | 7999500-7390950
10452474 | 7999500-7390968
10331258 | 7999500-8231379
10471204 | 7999507-7309902
10435551 | 7999508-8077661
10340489 | 7999530-7195726
10331553 | 7999530-7291150
10438070 | 7999530-7291796
10438917 | 7999530-7295629
10329489 | 7999530-7295693
10433534 | 7999530-7295699
10433187 | 7999530-7295727
10434035 | 7999530-7295731
10334050 | 7999530-7295751
10433965 | 7999530-7298502
10471237 | 7999530-7306108
10334434 | 7999530-7310717
10332553 | 7999530-7310719
10333594 | 7999530-7310721
10332654 | 7999530-7310722
10337356 | 7999530-7310723
10333517 | 7999530-7310724
10435169 | 7999530-7313017
10436658 | 7999530-7325290
10497278 | 7999530-7341808
10438856 | 7999530-7358178
10340094 | 7999530-7364338
10341142 | 7999530-7368894
10331752 | 7999530-7368952
10329557 | 7999530-7368953
10333963 | 7999530-7368955
11188441 | 7999530-7370810
10526107 | 7999530-7383695
10336537 | 7999530-7390964
10768184 | 7999530-7395036
10797199 | 7999530-7397588
10330262 | 7999530-8215500
10330760 | 7999530-8215501
10331253 | 7999530-8231379
10333082 | 7999530-8231383
10338329 | 7999530-8283940
10503695 | 7999545-7400868
10332393 | 7999557-7011431
10432938 | 7999557-7011443
10436808 | 7999557-7011444
10328137 | 7999557-7011445
10437007 | 7999557-7011447
10439628 | 7999557-7017189
10432875 | 7999557-7017210
10437390 | 7999557-7153571
10437727 | 7999557-7153574
10340572 | 7999557-7153749
10439569 | 7999557-7153769
10778586 | 7999557-7153796
10778595 | 7999557-7153798
10340365 | 7999557-7171375
10341995 | 7999557-7171379
10341246 | 7999557-7185643
10333708 | 7999557-7185644
10341340 | 7999557-7185646
10328454 | 7999557-7211641
10439454 | 7999557-7268332
10341459 | 7999557-7269686
10328751 | 7999557-7288425
10331555 | 7999557-7291150
10433536 | 7999557-7295699
10332922 | 7999557-7295716
10330679 | 7999557-7295721
10336330 | 7999557-7295748
10436791 | 7999557-7296993
10331446 | 7999557-7307014
10435369 | 7999557-7321668
10497290 | 7999557-7341808
10335847 | 7999557-7344369
10944955 | 7999557-7345558
10471539 | 7999557-7345564
10471571 | 7999557-7345566
10471639 | 7999557-7345568
10438862 | 7999557-7358178
10333306 | 7999557-7361860
10339341 | 7999557-7382006
10785328 | 7999557-7392280
10826673 | 7999557-7392283
10785523 | 7999557-7395026
10338540 | 7999557-7395029
10340693 | 7999557-7395039
10768035 | 7999557-7398013
10451883 | 7999557-7430884
10452183 | 7999557-7432041
11189147 | 7999557-7456454
10331180 | 7999557-8206186
10330265 | 7999557-8215500
10330761 | 7999557-8215501
10331254 | 7999557-8231379
10452372 | 7999557-8231383
10438207 | 7999558-6802284
10328139 | 7999558-7011445
10439635 | 7999558-7017189
10435835 | 7999558-7017207
10432880 | 7999558-7017210
10438455 | 7999558-7128425
10438619 | 7999558-7128432
10437388 | 7999558-7153571
10437728 | 7999558-7153574
10340573 | 7999558-7153749
10433126 | 7999558-7153753
10439307 | 7999558-7153769
10439661 | 7999558-7153771
10778601 | 7999558-7153796
10778585 | 7999558-7153798
10335948 | 7999558-7171387
10471843 | 7999558-7171393
10438806 | 7999558-7179288
10328456 | 7999558-7211641
10338858 | 7999558-7221394
10338876 | 7999558-7221400
10339674 | 7999558-7221402
10440176 | 7999558-7273661
10437217 | 7999558-7273669
10329396 | 7999558-7277654
10328752 | 7999558-7288425
10331554 | 7999558-7291150
10438078 | 7999558-7291796
10434991 | 7999558-7292807
10433272 | 7999558-7295015
10438926 | 7999558-7295629
10329488 | 7999558-7295693
10433538 | 7999558-7295699
10330935 | 7999558-7295708
10332917 | 7999558-7295716
10330680 | 7999558-7295721
10433192 | 7999558-7295727
10434037 | 7999558-7295731
10335739 | 7999558-7295737
10336333 | 7999558-7295748
10334051 | 7999558-7295751
10436208 | 7999558-7295757
10434724 | 7999558-7295762
10435194 | 7999558-7295768
10434559 | 7999558-7298497
10433615 | 7999558-7298501
10433967 | 7999558-7298502
10434564 | 7999558-7298503
10471246 | 7999558-7306108
10439135 | 7999558-7307513
10439256 | 7999558-7307555
10334435 | 7999558-7310717
10332555 | 7999558-7310719
10333596 | 7999558-7310721
10332657 | 7999558-7310722
10337355 | 7999558-7310723
10333521 | 7999558-7310724
10437493 | 7999558-7312880
10435170 | 7999558-7313017
10435365 | 7999558-7321668
10436661 | 7999558-7325290
10329838 | 7999558-7339340
10497306 | 7999558-7341808
10335848 | 7999558-7344369
10471835 | 7999558-7345547
10471850 | 7999558-7345548
10471878 | 7999558-7345549
10471894 | 7999558-7345550
10471701 | 7999558-7345555
10471737 | 7999558-7345556
10471750 | 7999558-7345557
10471803 | 7999558-7345558
10471540 | 7999558-7345564
10471575 | 7999558-7345566
10471599 | 7999558-7345567
10471642 | 7999558-7345568
10353212 | 7999558-7345570
10438871 | 7999558-7358178
10336512 | 7999558-7359859
10333295 | 7999558-7361860
10340096 | 7999558-7364338
10341143 | 7999558-7368894
10338719 | 7999558-7368917
10334599 | 7999558-7368921
10341356 | 7999558-7368940
10328696 | 7999558-7368945
10329119 | 7999558-7368948
10328939 | 7999558-7368949
10330032 | 7999558-7368950
10333190 | 7999558-7368951
10331753 | 7999558-7368952
10329558 | 7999558-7368953
10332187 | 7999558-7368954
10333962 | 7999558-7368955
11188465 | 7999558-7370810
10334577 | 7999558-7373222
10336884 | 7999558-7381991
10336661 | 7999558-7382001
10339342 | 7999558-7382006
10339577 | 7999558-7382011
10450998 | 7999558-7382016
10336923 | 7999558-7383692
10336624 | 7999558-7383695
10336644 | 7999558-7383699
11187696 | 7999558-7387986
10826652 | 7999558-7388021
11187463 | 7999558-7388031
11187891 | 7999558-7388049
10387411 | 7999558-7388061
10826677 | 7999558-7388072
10785763 | 7999558-7388073
10336937 | 7999558-7390950
10336538 | 7999558-7390964
10336701 | 7999558-7390965
10336726 | 7999558-7390968
10338493 | 7999558-7392263
10340158 | 7999558-7392278
10340933 | 7999558-7392280
10338505 | 7999558-7392281
10340173 | 7999558-7392282
10338529 | 7999558-7392283
10340187 | 7999558-7395026
10338542 | 7999558-7395029
10340664 | 7999558-7395032
10340677 | 7999558-7395036
10340695 | 7999558-7395039
10339790 | 7999558-7397577
10339807 | 7999558-7397578
10338251 | 7999558-7397580
10797100 | 7999558-7397607
10333351 | 7999558-7398013
10503792 | 7999558-7400868
10334914 | 7999558-7400869
10334268 | 7999558-7404960
10337149 | 7999558-7404990
10526379 | 7999558-7405229
11188096 | 7999558-7405559
10340920 | 7999558-7405852
10338554 | 7999558-7405861
10329861 | 7999558-7412815
10451288 | 7999558-7424322
10337270 | 7999558-7425031
10337112 | 7999558-7425466
10451881 | 7999558-7430884
10335994 | 7999558-7431822
10452175 | 7999558-7432041
11188068 | 7999558-7433701
10336021 | 7999558-7437332
11188870 | 7999558-7439248
10896935 | 7999558-7440860
10451575 | 7999558-7444059
11189328 | 7999558-7455999
11189146 | 7999558-7456454
10945101 | 7999558-7465394
11189586 | 7999558-7476183
10331176 | 7999558-8206186
10330263 | 7999558-8215500
10330762 | 7999558-8215501
10331256 | 7999558-8231379
10333074 | 7999558-8231383
10337590 | 7999558-8240445
10503698 | 7999570-7400868
10337150 | 7999570-7404990
10435840 | 7999573-7017207
10432897 | 7999573-7017210
10437729 | 7999573-7153574
10438808 | 7999573-7179288
10434992 | 7999573-7292807
10434040 | 7999573-7295731
10436214 | 7999573-7295757
10434569 | 7999573-7298503
10439139 | 7999573-7307513
10435173 | 7999573-7313017
10497566 | 7999573-7345555
10497709 | 7999573-7345557
10333299 | 7999573-7361860
11188681 | 7999573-7370810
10526529 | 7999573-7390950
10452468 | 7999573-7390968
10331257 | 7999573-8231379
10340576 | 7999607-7153749
10471211 | 7999607-7309902
11188393 | 7999607-7370810
11159704 | 7999607-7444378
10337769 | 7999607-8284074
10435557 | 7999608-8077661
10438209 | 7999666-6802284
10332394 | 7999666-7011431
10328636 | 7999666-7011442
10432889 | 7999666-7011443
10436810 | 7999666-7011444
10328146 | 7999666-7011445
10437008 | 7999666-7011447
10439639 | 7999666-7017189
10435837 | 7999666-7017207
10432902 | 7999666-7017210
10328253 | 7999666-7082027
10437978 | 7999666-7085078
10438447 | 7999666-7128425
10438620 | 7999666-7128432
10438747 | 7999666-7128434
10437392 | 7999666-7153571
10437731 | 7999666-7153574
10340574 | 7999666-7153749
10433122 | 7999666-7153753
10439310 | 7999666-7153769
10439678 | 7999666-7153771
10778549 | 7999666-7153796
10778471 | 7999666-7153798
10340363 | 7999666-7171375
10438079 | 7999666-7171378
10341996 | 7999666-7171379
10329029 | 7999666-7171380
10330989 | 7999666-7171385
10330385 | 7999666-7171386
10335949 | 7999666-7171387
10471833 | 7999666-7171393
10438813 | 7999666-7179288
10341247 | 7999666-7185643
10333711 | 7999666-7185644
10341341 | 7999666-7185646
10340493 | 7999666-7195726
10328458 | 7999666-7211641
10338857 | 7999666-7221394
10338879 | 7999666-7221400
10339677 | 7999666-7221402
10436008 | 7999666-7228760
10439949 | 7999666-7238726
10439458 | 7999666-7268332
10341457 | 7999666-7269686
10440182 | 7999666-7273661
10437221 | 7999666-7273669
10329399 | 7999666-7277654
10328834 | 7999666-7288425
10331556 | 7999666-7291150
10438093 | 7999666-7291796
10434993 | 7999666-7292807
10433268 | 7999666-7295015
10438937 | 7999666-7295629
10329491 | 7999666-7295693
10433540 | 7999666-7295699
10330938 | 7999666-7295708
10332919 | 7999666-7295716
10330681 | 7999666-7295721
10433194 | 7999666-7295727
10434506 | 7999666-7295731
10335740 | 7999666-7295737
10336336 | 7999666-7295748
10334052 | 7999666-7295751
10436220 | 7999666-7295757
10434726 | 7999666-7295762
10435196 | 7999666-7295768
10436796 | 7999666-7296993
10434570 | 7999666-7298497
10433619 | 7999666-7298501
10433971 | 7999666-7298502
10434566 | 7999666-7298503
10471252 | 7999666-7306108
10331447 | 7999666-7307014
10439128 | 7999666-7307513
10439260 | 7999666-7307555
10334436 | 7999666-7310717
10332556 | 7999666-7310719
10333599 | 7999666-7310721
10332656 | 7999666-7310722
10337357 | 7999666-7310723
10333524 | 7999666-7310724
10439059 | 7999666-7311331
10436078 | 7999666-7312843
10437494 | 7999666-7312880
10435151 | 7999666-7313017
10435387 | 7999666-7321668
10436664 | 7999666-7325290
10329840 | 7999666-7339340
10497210 | 7999666-7341808
10335849 | 7999666-7344369
10471830 | 7999666-7345547
10471858 | 7999666-7345548
10471882 | 7999666-7345549
10471897 | 7999666-7345550
10471909 | 7999666-7345551
10471695 | 7999666-7345555
10471729 | 7999666-7345556
10471755 | 7999666-7345557
10471804 | 7999666-7345558
10471541 | 7999666-7345564
10471559 | 7999666-7345565
10471579 | 7999666-7345566
10471600 | 7999666-7345567
10471645 | 7999666-7345568
10353205 | 7999666-7345570
10353188 | 7999666-7345571
10438882 | 7999666-7358178
10336515 | 7999666-7359859
10333305 | 7999666-7361860
10340099 | 7999666-7364338
10341144 | 7999666-7368894
10338716 | 7999666-7368917
10334575 | 7999666-7368921
10341359 | 7999666-7368940
10328698 | 7999666-7368945
10329122 | 7999666-7368948
10328940 | 7999666-7368949
10330034 | 7999666-7368950
10333192 | 7999666-7368951
10331754 | 7999666-7368952
10329559 | 7999666-7368953
10332191 | 7999666-7368954
10333964 | 7999666-7368955
11188703 | 7999666-7370810
10334601 | 7999666-7373222
10336885 | 7999666-7381991
10336662 | 7999666-7382001
10339343 | 7999666-7382006
10339575 | 7999666-7382011
10336592 | 7999666-7382016
10336926 | 7999666-7383692
10336626 | 7999666-7383695
10336645 | 7999666-7383699
11187646 | 7999666-7387986
10826620 | 7999666-7388021
11187543 | 7999666-7388031
11187923 | 7999666-7388049
10387410 | 7999666-7388061
10826825 | 7999666-7388072
10785665 | 7999666-7388073
10336930 | 7999666-7390950
10336540 | 7999666-7390964
10336705 | 7999666-7390965
10336730 | 7999666-7390968
10338497 | 7999666-7392263
10340159 | 7999666-7392278
10340934 | 7999666-7392280
10338509 | 7999666-7392281
10340174 | 7999666-7392282
10338531 | 7999666-7392283
10340188 | 7999666-7395026
10338544 | 7999666-7395029
10340666 | 7999666-7395032
10340679 | 7999666-7395036
10340697 | 7999666-7395039
10339791 | 7999666-7397577
10339806 | 7999666-7397578
10338252 | 7999666-7397580
10797160 | 7999666-7397588
10797034 | 7999666-7397607
10333352 | 7999666-7398013
10503712 | 7999666-7400868
10334907 | 7999666-7400869
10334272 | 7999666-7404960
10337151 | 7999666-7404990
10527111 | 7999666-7405229
10988841 | 7999666-7405542
11188273 | 7999666-7405559
10340921 | 7999666-7405852
10338556 | 7999666-7405861
10785666 | 7999666-7410032
10826312 | 7999666-7410050
10945221 | 7999666-7410078
10329862 | 7999666-7412815
10451227 | 7999666-7424322
10337272 | 7999666-7425031
10337107 | 7999666-7425466
10451638 | 7999666-7428970
10451841 | 7999666-7430884
10335996 | 7999666-7431822
10452082 | 7999666-7432041
11187992 | 7999666-7433701
10336016 | 7999666-7437332
11188786 | 7999666-7439248
10896907 | 7999666-7440860
10451532 | 7999666-7444059
11188774 | 7999666-7455999
11189395 | 7999666-7456454
10945379 | 7999666-7465394
11189507 | 7999666-7476183
10435558 | 7999666-8077661
10434887 | 7999666-8077677
10434187 | 7999666-8077678
10331179 | 7999666-8206186
10330266 | 7999666-8215500
10330763 | 7999666-8215501
10331259 | 7999666-8231379
10333077 | 7999666-8231383
10432838 | 7999666-8240433
10496854 | 7999666-8240442
10337589 | 7999666-8240445
10340006 | 7999666-8240448
10338330 | 7999666-8283940
10335480 | 7999666-8283947
10338419 | 7999666-8283972
10341242 | 7999666-8283984
10337922 | 7999666-8283990
10338753 | 7999666-8284054
10337770 | 7999666-8284074
10338195 | 7999666-8284081
10335624 | 7999666-8284096
10339457 | 7999666-8284109
10435841 | 7999670-7017207
10432908 | 7999670-7017210
10437730 | 7999670-7153574
10438819 | 7999670-7179288
10434994 | 7999670-7292807
10434510 | 7999670-7295731
10434572 | 7999670-7298503
10439132 | 7999670-7307513
10435155 | 7999670-7313017
10497556 | 7999670-7345555
10497691 | 7999670-7345557
10333309 | 7999670-7361860
11188684 | 7999670-7370810
10526524 | 7999670-7390950
10452462 | 7999670-7390968
10383979 | 7999670-8231379
10333080 | 7999670-8231383
10438212 | 7999719-6802284
10332396 | 7999719-7011431
10328639 | 7999719-7011442
10432893 | 7999719-7011443
10436812 | 7999719-7011444
10328147 | 7999719-7011445
10437009 | 7999719-7011447
10439646 | 7999719-7017189
10435844 | 7999719-7017207
10432917 | 7999719-7017210
10328254 | 7999719-7082027
10437982 | 7999719-7085078
10438451 | 7999719-7128425
10438762 | 7999719-7128434
10333901 | 7999719-7142247
10437389 | 7999719-7153571
10437732 | 7999719-7153574
10340577 | 7999719-7153749
10433127 | 7999719-7153753
10439312 | 7999719-7153769
10439664 | 7999719-7153771
10778525 | 7999719-7153796
10778442 | 7999719-7153798
10340366 | 7999719-7171375
10438084 | 7999719-7171378
10341998 | 7999719-7171379
10329033 | 7999719-7171380
10330991 | 7999719-7171385
10330387 | 7999719-7171386
10335951 | 7999719-7171387
10471666 | 7999719-7171393
10438823 | 7999719-7179288
10341248 | 7999719-7185643
10333714 | 7999719-7185644
10341342 | 7999719-7185646
10340483 | 7999719-7195726
10328457 | 7999719-7211641
10525849 | 7999719-7221394
10451323 | 7999719-7221400
10513187 | 7999719-7221402
10439461 | 7999719-7268332
10341460 | 7999719-7269686
10440186 | 7999719-7273661
10437225 | 7999719-7273669
10329402 | 7999719-7277654
10328835 | 7999719-7288425
10331557 | 7999719-7291150
10438097 | 7999719-7291796
10434996 | 7999719-7292807
10433275 | 7999719-7295015
10438947 | 7999719-7295629
10329494 | 7999719-7295693
10433542 | 7999719-7295699
10330940 | 7999719-7295708
10332921 | 7999719-7295716
10330682 | 7999719-7295721
10433200 | 7999719-7295727
10434042 | 7999719-7295731
10335737 | 7999719-7295737
10336339 | 7999719-7295748
10334053 | 7999719-7295751
10436218 | 7999719-7295757
10434728 | 7999719-7295762
10435198 | 7999719-7295768
10436793 | 7999719-7296993
10434580 | 7999719-7298497
10433623 | 7999719-7298501
10433975 | 7999719-7298502
10434574 | 7999719-7298503
10471194 | 7999719-7306108
10439136 | 7999719-7307513
10439264 | 7999719-7307555
10334437 | 7999719-7310717
10332559 | 7999719-7310719
10333603 | 7999719-7310721
10332658 | 7999719-7310722
10337358 | 7999719-7310723
10333527 | 7999719-7310724
10439061 | 7999719-7311331
10436079 | 7999719-7312843
10437498 | 7999719-7312880
10435159 | 7999719-7313017
10435379 | 7999719-7321668
10436644 | 7999719-7325290
10329820 | 7999719-7339340
10497167 | 7999719-7341808
10335850 | 7999719-7344369
10988386 | 7999719-7345547
10988519 | 7999719-7345548
10988434 | 7999719-7345549
10988705 | 7999719-7345550
10988662 | 7999719-7345551
10497515 | 7999719-7345555
10497775 | 7999719-7345556
10497665 | 7999719-7345557
10945017 | 7999719-7345558
10634301 | 7999719-7345564
10945119 | 7999719-7345565
10634297 | 7999719-7345566
10634370 | 7999719-7345567
10634411 | 7999719-7345568
10989006 | 7999719-7345570
10989022 | 7999719-7345571
10438892 | 7999719-7358178
10336521 | 7999719-7359859
10333296 | 7999719-7361860
10340102 | 7999719-7364338
10337439 | 7999719-7367010
10341145 | 7999719-7368894
10338721 | 7999719-7368917
10334578 | 7999719-7368921
10341357 | 7999719-7368940
10328693 | 7999719-7368945
10329126 | 7999719-7368948
10328941 | 7999719-7368949
10330036 | 7999719-7368950
10333194 | 7999719-7368951
10331755 | 7999719-7368952
10329560 | 7999719-7368953
10332194 | 7999719-7368954
10333965 | 7999719-7368955
11188667 | 7999719-7370810
10334576 | 7999719-7373222
10336886 | 7999719-7381991
10336666 | 7999719-7382001
10339344 | 7999719-7382006
10339578 | 7999719-7382011
10336595 | 7999719-7382016
10522272 | 7999719-7383692
10526067 | 7999719-7383695
10526206 | 7999719-7383699
11189078 | 7999719-7387986
10826821 | 7999719-7388021
11187510 | 7999719-7388031
11187913 | 7999719-7388049
11187777 | 7999719-7388061
10826778 | 7999719-7388072
10785721 | 7999719-7388073
10526330 | 7999719-7390950
10526675 | 7999719-7390964
10452108 | 7999719-7390965
10452461 | 7999719-7390968
10633913 | 7999719-7392263
10526458 | 7999719-7392278
10785334 | 7999719-7392280
10785484 | 7999719-7392281
10526860 | 7999719-7392282
10826495 | 7999719-7392283
10451072 | 7999719-7395026
10826521 | 7999719-7395029
10768139 | 7999719-7395036
10896989 | 7999719-7395039
10826186 | 7999719-7397577
10526966 | 7999719-7397578
10526971 | 7999719-7397580
10797135 | 7999719-7397588
10797119 | 7999719-7397607
10333353 | 7999719-7398013
10503678 | 7999719-7400868
10334910 | 7999719-7400869
10334271 | 7999719-7404960
10337152 | 7999719-7404990
10527061 | 7999719-7405229
10988810 | 7999719-7405542
11188220 | 7999719-7405559
10785645 | 7999719-7410032
10826307 | 7999719-7410050
10945208 | 7999719-7410078
10329863 | 7999719-7412815
10451213 | 7999719-7424322
10337274 | 7999719-7425031
10337109 | 7999719-7425466
10451620 | 7999719-7428970
10451819 | 7999719-7430884
10452211 | 7999719-7431822
10452035 | 7999719-7432041
11187984 | 7999719-7433701
10383933 | 7999719-7437332
11188568 | 7999719-7439248
10896891 | 7999719-7440860
10451775 | 7999719-7444059
11188801 | 7999719-7455999
11189380 | 7999719-7456454
10945359 | 7999719-7465394
11189211 | 7999719-7476183
10435560 | 7999719-8077661
10434896 | 7999719-8077677
10434189 | 7999719-8077678
10331182 | 7999719-8206186
10330267 | 7999719-8215500
10330764 | 7999719-8215501
10331260 | 7999719-8231379
10333141 | 7999719-8231383
10432846 | 7999719-8240433
10496841 | 7999719-8240442
10337593 | 7999719-8240445
10340007 | 7999719-8240448
10338331 | 7999719-8283940
10335479 | 7999719-8283947
10338411 | 7999719-8283972
10341243 | 7999719-8283984
10337923 | 7999719-8283990
10338754 | 7999719-8284054
10337771 | 7999719-8284074
10338198 | 7999719-8284081
10339460 | 7999719-8284109
10497519 | 7999720-7345555
10329125 | 7999720-7368948
10438215 | 7999723-6802284
10332399 | 7999723-7011431
10328641 | 7999723-7011442
10432900 | 7999723-7011443
10436814 | 7999723-7011444
10328149 | 7999723-7011445
10437010 | 7999723-7011447
10439633 | 7999723-7017189
10435847 | 7999723-7017207
10432921 | 7999723-7017210
10438456 | 7999723-7128425
10438732 | 7999723-7128434
10437393 | 7999723-7153571
10437734 | 7999723-7153574
10340575 | 7999723-7153749
10433128 | 7999723-7153753
10439472 | 7999723-7153769
10778598 | 7999723-7153796
10778581 | 7999723-7153798
10340367 | 7999723-7171375
10438087 | 7999723-7171378
10342000 | 7999723-7171379
10329037 | 7999723-7171380
10330389 | 7999723-7171386
10335950 | 7999723-7171387
10438829 | 7999723-7179288
10341249 | 7999723-7185643
10333709 | 7999723-7185644
10341343 | 7999723-7185646
10328459 | 7999723-7211641
10768202 | 7999723-7221402
10439463 | 7999723-7268332
10341458 | 7999723-7269686
10440190 | 7999723-7273661
10328754 | 7999723-7288425
10433544 | 7999723-7295699
10332923 | 7999723-7295716
10330683 | 7999723-7295721
10336342 | 7999723-7295748
10436224 | 7999723-7295757
10436799 | 7999723-7296993
10437495 | 7999723-7312880
10435384 | 7999723-7321668
10497285 | 7999723-7341808
10945028 | 7999723-7345557
10944957 | 7999723-7345558
10471543 | 7999723-7345564
10471560 | 7999723-7345565
10471583 | 7999723-7345566
10634145 | 7999723-7345567
10471624 | 7999723-7345568
10353190 | 7999723-7345571
10438859 | 7999723-7358178
10333301 | 7999723-7361860
11188453 | 7999723-7370810
10526508 | 7999723-7392278
10826669 | 7999723-7392283
10785522 | 7999723-7395026
10340646 | 7999723-7395029
10768185 | 7999723-7395036
10340699 | 7999723-7395039
10768033 | 7999723-7398013
10526371 | 7999723-7405229
10451286 | 7999723-7424322
10451877 | 7999723-7430884
10452159 | 7999723-7432041
10383969 | 7999723-7437332
11189143 | 7999723-7456454
10945103 | 7999723-7465394
10331185 | 7999723-8206186
10330271 | 7999723-8215500
10330765 | 7999723-8215501
10331261 | 7999723-8231379
10333075 | 7999723-8231383
10438218 | 7999724-6802284
10439638 | 7999724-7017189
10435843 | 7999724-7017207
10432925 | 7999724-7017210
10328255 | 7999724-7082027
10437985 | 7999724-7085078
10437394 | 7999724-7153571
10437736 | 7999724-7153574
10340578 | 7999724-7153749
10433132 | 7999724-7153753
10439473 | 7999724-7153769
10778600 | 7999724-7153796
10778587 | 7999724-7153798
10471694 | 7999724-7171393
10438833 | 7999724-7179288
10340487 | 7999724-7195726
10328460 | 7999724-7211641
10338860 | 7999724-7221394
10338882 | 7999724-7221400
10339669 | 7999724-7221402
10440196 | 7999724-7273661
10331559 | 7999724-7291150
10329497 | 7999724-7295693
10433546 | 7999724-7295699
10436230 | 7999724-7295757
10439140 | 7999724-7307513
10439268 | 7999724-7307555
10437499 | 7999724-7312880
10435389 | 7999724-7321668
10497300 | 7999724-7341808
10335851 | 7999724-7344369
10471836 | 7999724-7345547
10471863 | 7999724-7345548
10471899 | 7999724-7345550
10471709 | 7999724-7345555
10471738 | 7999724-7345556
10471761 | 7999724-7345557
10471810 | 7999724-7345558
10471542 | 7999724-7345564
10634249 | 7999724-7345566
10634167 | 7999724-7345567
10438874 | 7999724-7358178
10340105 | 7999724-7364338
10340846 | 7999724-7368894
10330038 | 7999724-7368950
10331756 | 7999724-7368952
11188456 | 7999724-7370810
10450955 | 7999724-7382001
10339345 | 7999724-7382006
10336924 | 7999724-7383692
10336631 | 7999724-7383695
10336633 | 7999724-7383699
11187692 | 7999724-7387986
11187890 | 7999724-7388049
10336933 | 7999724-7390950
10336709 | 7999724-7390965
10336720 | 7999724-7390968
10340935 | 7999724-7392280
10338513 | 7999724-7392281
10340175 | 7999724-7392282
10340189 | 7999724-7395026
10340647 | 7999724-7395029
10340665 | 7999724-7395032
10340681 | 7999724-7395036
10340701 | 7999724-7395039
10339792 | 7999724-7397577
10339808 | 7999724-7397578
10338253 | 7999724-7397580
10797220 | 7999724-7397588
10334278 | 7999724-7404960
10337111 | 7999724-7425466
11188871 | 7999724-7439248
10451572 | 7999724-7444059
11189145 | 7999724-7456454
11189566 | 7999724-7476183
10435561 | 7999724-8077661
10434890 | 7999724-8077677
10434191 | 7999724-8077678
10331175 | 7999724-8206186
10330268 | 7999724-8215500
10330766 | 7999724-8215501
10331282 | 7999724-8231379
10333078 | 7999724-8231383
10432859 | 7999724-8240433
10496911 | 7999724-8240442
10337588 | 7999724-8240445
10340008 | 7999724-8240448
10338332 | 7999724-8283940
10335483 | 7999724-8283947
10338414 | 7999724-8283972
10341244 | 7999724-8283984
10337772 | 7999724-8284074
10335627 | 7999724-8284096
10339461 | 7999724-8284109
10437398 | 7999725-7153571
10437738 | 7999725-7153574
10768191 | 7999725-7395036
10438221 | 7999746-6802284
10328633 | 7999746-7011442
10328148 | 7999746-7011445
10437011 | 7999746-7011447
10439644 | 7999746-7017189
10435845 | 7999746-7017207
10432936 | 7999746-7017210
10328256 | 7999746-7082027
10333893 | 7999746-7142247
10437395 | 7999746-7153571
10437740 | 7999746-7153574
10340579 | 7999746-7153749
10433129 | 7999746-7153753
10778528 | 7999746-7153796
10340370 | 7999746-7171375
10438091 | 7999746-7171378
10342003 | 7999746-7171379
10329040 | 7999746-7171380
10471700 | 7999746-7171393
10438838 | 7999746-7179288
10333712 | 7999746-7185644
10328462 | 7999746-7211641
10525851 | 7999746-7221394
10451318 | 7999746-7221400
10513186 | 7999746-7221402
10331561 | 7999746-7291150
10438082 | 7999746-7291796
10434995 | 7999746-7292807
10438952 | 7999746-7295629
10434045 | 7999746-7295731
10336346 | 7999746-7295737
10433612 | 7999746-7298501
10439262 | 7999746-7307555
10436655 | 7999746-7325290
10497169 | 7999746-7341808
10335852 | 7999746-7344369
10988518 | 7999746-7345548
10988436 | 7999746-7345549
10497524 | 7999746-7345555
10944897 | 7999746-7345556
10497674 | 7999746-7345557
10634371 | 7999746-7345567
10438885 | 7999746-7358178
10333303 | 7999746-7361860
10338724 | 7999746-7368917
10334580 | 7999746-7368921
10341360 | 7999746-7368940
10328695 | 7999746-7368945
10329129 | 7999746-7368948
10328942 | 7999746-7368949
10330040 | 7999746-7368950
10331757 | 7999746-7368952
10450915 | 7999746-7368953
10333967 | 7999746-7368955
10334579 | 7999746-7373222
10336887 | 7999746-7381991
10336664 | 7999746-7382001
10339331 | 7999746-7382006
10339581 | 7999746-7382011
10336598 | 7999746-7382016
10522273 | 7999746-7383692
10526069 | 7999746-7383695
10526212 | 7999746-7383699
10826809 | 7999746-7388021
11187518 | 7999746-7388031
11187828 | 7999746-7388049
11187774 | 7999746-7388061
10826780 | 7999746-7388072
10785277 | 7999746-7390950
10526677 | 7999746-7390964
10452114 | 7999746-7390965
10633916 | 7999746-7392263
10526457 | 7999746-7392278
10785342 | 7999746-7392280
10785487 | 7999746-7392281
10526849 | 7999746-7392282
10826497 | 7999746-7392283
10768140 | 7999746-7395036
10826396 | 7999746-7397578
10797120 | 7999746-7397607
10503682 | 7999746-7400868
10527064 | 7999746-7405229
10329864 | 7999746-7412815
10337276 | 7999746-7425031
10452215 | 7999746-7431822
11188588 | 7999746-7439248
10451777 | 7999746-7444059
11188761 | 7999746-7455999
10945360 | 7999746-7465394
10434893 | 7999746-8077677
10331178 | 7999746-8206186
10330272 | 7999746-8215500
10330767 | 7999746-8215501
10331262 | 7999746-8231379
10333081 | 7999746-8231383
10432874 | 7999746-8240433
10338418 | 7999746-8283972
10337773 | 7999746-8284074
10340097 | 7999747-7364338
10340847 | 7999747-7368894
10797137 | 7999747-7397588
10785638 | 7999747-7410032
10826303 | 7999747-7410050
10633831 | 7999749-7221400
10945013 | 7999749-7345558
10634292 | 7999749-7345564
10634294 | 7999749-7345566
10778590 | 7999763-7153796
10778359 | 7999763-7153798
10330391 | 7999763-7171386
10332924 | 7999763-7295716
10436236 | 7999763-7295757
10503824 | 7999763-7400868
10337154 | 7999763-7404990
10496794 | 7999763-8240442
10438271 | 7999796-6802284
10332401 | 7999796-7011431
10328635 | 7999796-7011442
10432909 | 7999796-7011443
10436817 | 7999796-7011444
10328150 | 7999796-7011445
10437012 | 7999796-7011447
10439652 | 7999796-7017189
10435849 | 7999796-7017207
10432944 | 7999796-7017210
10328257 | 7999796-7082027
10333896 | 7999796-7142247
10437399 | 7999796-7153571
10437733 | 7999796-7153574
10340582 | 7999796-7153749
10433133 | 7999796-7153753
10439316 | 7999796-7153769
10778531 | 7999796-7153796
10778467 | 7999796-7153798
10340368 | 7999796-7171375
10438095 | 7999796-7171378
10342004 | 7999796-7171379
10329247 | 7999796-7171380
10330993 | 7999796-7171385
10330393 | 7999796-7171386
10335952 | 7999796-7171387
10471669 | 7999796-7171393
10438844 | 7999796-7179288
10341250 | 7999796-7185643
10333715 | 7999796-7185644
10341344 | 7999796-7185646
10340491 | 7999796-7195726
10328461 | 7999796-7211641
10525885 | 7999796-7221394
10451356 | 7999796-7221400
10513204 | 7999796-7221402
10341461 | 7999796-7269686
10440200 | 7999796-7273661
10329404 | 7999796-7277654
10328753 | 7999796-7288425
10331563 | 7999796-7291150
10438088 | 7999796-7291796
10434997 | 7999796-7292807
10433277 | 7999796-7295015
10438957 | 7999796-7295629
10329490 | 7999796-7295693
10433548 | 7999796-7295699
10330942 | 7999796-7295708
10332926 | 7999796-7295716
10330684 | 7999796-7295721
10433196 | 7999796-7295727
10434052 | 7999796-7295731
10336347 | 7999796-7295737
10336345 | 7999796-7295748
10334054 | 7999796-7295751
10436226 | 7999796-7295757
10434731 | 7999796-7295762
10435200 | 7999796-7295768
10436803 | 7999796-7296993
10434578 | 7999796-7298497
10433616 | 7999796-7298501
10433980 | 7999796-7298502
10434577 | 7999796-7298503
10471205 | 7999796-7306108
10439129 | 7999796-7307513
10439266 | 7999796-7307555
10334426 | 7999796-7310717
10332557 | 7999796-7310719
10333607 | 7999796-7310721
10332662 | 7999796-7310722
10337360 | 7999796-7310723
10333530 | 7999796-7310724
10439063 | 7999796-7311331
10436080 | 7999796-7312843
10437496 | 7999796-7312880
10435162 | 7999796-7313017
10435392 | 7999796-7321668
10436667 | 7999796-7325290
10329822 | 7999796-7339340
10497198 | 7999796-7341808
10335854 | 7999796-7344369
10988335 | 7999796-7345547
10988539 | 7999796-7345548
10988444 | 7999796-7345549
10988713 | 7999796-7345550
10988668 | 7999796-7345551
10497591 | 7999796-7345555
10497801 | 7999796-7345556
10497731 | 7999796-7345557
10944909 | 7999796-7345558
10634320 | 7999796-7345564
10634381 | 7999796-7345565
10634306 | 7999796-7345566
10634073 | 7999796-7345567
10634419 | 7999796-7345568
10988933 | 7999796-7345570
10989027 | 7999796-7345571
10438896 | 7999796-7358178
10336525 | 7999796-7359859
10333307 | 7999796-7361860
10340100 | 7999796-7364338
10340848 | 7999796-7368894
10338727 | 7999796-7368917
10334582 | 7999796-7368921
10341361 | 7999796-7368940
10328697 | 7999796-7368945
10329132 | 7999796-7368948
10328934 | 7999796-7368949
10330042 | 7999796-7368950
10333193 | 7999796-7368951
10331758 | 7999796-7368952
10329561 | 7999796-7368953
10332192 | 7999796-7368954
10333966 | 7999796-7368955
11188688 | 7999796-7370810
10334581 | 7999796-7373222
10336888 | 7999796-7381991
10336668 | 7999796-7382001
10339333 | 7999796-7382006
10339580 | 7999796-7382011
10336596 | 7999796-7382016
10522150 | 7999796-7383692
10526060 | 7999796-7383695
10526231 | 7999796-7383699
11187642 | 7999796-7387986
10826832 | 7999796-7388021
11187529 | 7999796-7388031
11187839 | 7999796-7388049
11187781 | 7999796-7388061
10826808 | 7999796-7388072
10785634 | 7999796-7388073
10526533 | 7999796-7390950
10526680 | 7999796-7390964
10452136 | 7999796-7390965
10452475 | 7999796-7390968
10633921 | 7999796-7392263
10526469 | 7999796-7392278
10785377 | 7999796-7392280
10785432 | 7999796-7392281
10526865 | 7999796-7392282
10826564 | 7999796-7392283
10451085 | 7999796-7395026
10826527 | 7999796-7395029
10768155 | 7999796-7395036
10897006 | 7999796-7395039
10826204 | 7999796-7397577
10526953 | 7999796-7397578
10526984 | 7999796-7397580
10797169 | 7999796-7397588
10797025 | 7999796-7397607
10333354 | 7999796-7398013
10503706 | 7999796-7400868
10334913 | 7999796-7400869
10334273 | 7999796-7404960
10337153 | 7999796-7404990
10527082 | 7999796-7405229
10988921 | 7999796-7405542
11188238 | 7999796-7405559
10785659 | 7999796-7410032
10826311 | 7999796-7410050
10945227 | 7999796-7410078
10329865 | 7999796-7412815
10451223 | 7999796-7424322
10337271 | 7999796-7425031
10337113 | 7999796-7425466
10451631 | 7999796-7428970
10451831 | 7999796-7430884
10634060 | 7999796-7431009
10452223 | 7999796-7431822
10452074 | 7999796-7432041
11188057 | 7999796-7433701
10383942 | 7999796-7437332
11188583 | 7999796-7439248
10896895 | 7999796-7440860
10451526 | 7999796-7444059
11188772 | 7999796-7455999
11189390 | 7999796-7456454
10945375 | 7999796-7465394
11189589 | 7999796-7476183
10435525 | 7999796-8077661
10434898 | 7999796-8077677
10434193 | 7999796-8077678
10331183 | 7999796-8206186
10330269 | 7999796-8215500
10330768 | 7999796-8215501
10331264 | 7999796-8231379
10333084 | 7999796-8231383
10432840 | 7999796-8240433
10496856 | 7999796-8240442
10337592 | 7999796-8240445
10340010 | 7999796-8240448
10338334 | 7999796-8283940
10335487 | 7999796-8283947
10338421 | 7999796-8283972
10341245 | 7999796-8283984
10337926 | 7999796-8283990
10338755 | 7999796-8284054
10337774 | 7999796-8284074
10338201 | 7999796-8284081
10335630 | 7999796-8284096
10339464 | 7999796-8284109
10471214 | 7999954-7309902
11159689 | 7999956-7444378
10434999 | 8000067-7292807
10333297 | 8000067-7361860
10334916 | 8000067-7400869
10337155 | 8000067-7404990
10451512 | 8000067-7444059
10341464 | 8000068-7269686
10333300 | 8000068-7361860
10339047 | 8000068-7382006
10333355 | 8000068-7398013
10334909 | 8000068-7400869
10434895 | 8000068-8077677
10438171 | 8000100-7061259
10440017 | 8000100-7273628
10341150 | 8000100-7297794
10341901 | 8000100-7325526
10338946 | 8000100-7333010
10342086 | 8000100-7334654
10339764 | 8000100-7335354
10339146 | 8000100-7338294
10335905 | 8000100-7383595
10335911 | 8000100-7383611
10335930 | 8000100-7384682
10497786 | 8000100-7459038
11188350 | 8000100-7466895
10438224 | 8000301-6802284
10439636 | 8000301-7017189
10432837 | 8000301-7017210
10328258 | 8000301-7082027
10437988 | 8000301-7085078
10333899 | 8000301-7142247
10437396 | 8000301-7153571
10342007 | 8000301-7171379
10330395 | 8000301-7171386
10333718 | 8000301-7185644
10340495 | 8000301-7195726
10328463 | 8000301-7211641
10525953 | 8000301-7221394
10513262 | 8000301-7221402
10436009 | 8000301-7228760
10329493 | 8000301-7295693
10433550 | 8000301-7295699
10497289 | 8000301-7341808
10988370 | 8000301-7345547
10988390 | 8000301-7345548
10988588 | 8000301-7345549
10988608 | 8000301-7345550
10988773 | 8000301-7345551
10497456 | 8000301-7345555
10497387 | 8000301-7345556
10497917 | 8000301-7345557
10944952 | 8000301-7345558
10634111 | 8000301-7345564
10945133 | 8000301-7345565
10634227 | 8000301-7345566
10634154 | 8000301-7345567
10634436 | 8000301-7345568
10988967 | 8000301-7345570
10989051 | 8000301-7345571
10336529 | 8000301-7359859
10333304 | 8000301-7361860
10340103 | 8000301-7364338
10340849 | 8000301-7368894
10328943 | 8000301-7368949
11188451 | 8000301-7370810
10526580 | 8000301-7390950
10797213 | 8000301-7397588
10334276 | 8000301-7404960
10785733 | 8000301-7410032
10826358 | 8000301-7410050
10945270 | 8000301-7410078
10435562 | 8000301-8077661
10434897 | 8000301-8077677
10331186 | 8000301-8206186
10333138 | 8000301-8231383
10432857 | 8000301-8240433
10496908 | 8000301-8240442
10337595 | 8000301-8240445
10340009 | 8000301-8240448
10338336 | 8000301-8283940
10335491 | 8000301-8283947
10338415 | 8000301-8283972
10338447 | 8000301-8283984
10337928 | 8000301-8283990
10338759 | 8000301-8284054
10337775 | 8000301-8284074
10338196 | 8000301-8284081
10335633 | 8000301-8284096
10339462 | 8000301-8284109
10435852 | 8000316-7017207
10432854 | 8000316-7017210
10437735 | 8000316-7153574
10438821 | 8000316-7179288
10525875 | 8000316-7221394
10451345 | 8000316-7221400
10435001 | 8000316-7292807
10434048 | 8000316-7295731
10436231 | 8000316-7295757
10434585 | 8000316-7298503
10439133 | 8000316-7307513
10471217 | 8000316-7309902
10435167 | 8000316-7313017
10497573 | 8000316-7345555
10497724 | 8000316-7345557
10333308 | 8000316-7361860
11188685 | 8000316-7370810
10526528 | 8000316-7390950
10452473 | 8000316-7390968
10503697 | 8000316-7400868
10435563 | 8000316-8077661
10330273 | 8000316-8215500
10331263 | 8000316-8231379
10438227 | 8000426-6802284
10328638 | 8000426-7011442
10432913 | 8000426-7011443
10437013 | 8000426-7011447
10439641 | 8000426-7017189
10328262 | 8000426-7082027
10333900 | 8000426-7142247
10340371 | 8000426-7171375
10438099 | 8000426-7171378
10342010 | 8000426-7171379
10329246 | 8000426-7171380
10333721 | 8000426-7185644
10341345 | 8000426-7185646
10778607 | 8000426-7195726
10525884 | 8000426-7221394
10451404 | 8000426-7221400
10513239 | 8000426-7221402
10341462 | 8000426-7269686
11187943 | 8000426-7395026
10826493 | 8000426-7395029
10896966 | 8000426-7395039
10435564 | 8000426-8077661
10434196 | 8000426-8077678
10331181 | 8000426-8206186
10330270 | 8000426-8215500
10432870 | 8000426-8240433
10496807 | 8000426-8240442
10338338 | 8000426-8283940
10335481 | 8000426-8283947
10338417 | 8000426-8283972
10338448 | 8000426-8283984
10337932 | 8000426-8283990
10338756 | 8000426-8284054
10337776 | 8000426-8284074
10338199 | 8000426-8284081
10335613 | 8000426-8284096
10339466 | 8000426-8284109
10435842 | 8000696-7017207
10437995 | 8000696-7085078
10944885 | 8000696-7345556
10434901 | 8000696-8077677
10330332 | 8000696-8215500
10432881 | 8000696-8240433
10337599 | 8000696-8240445
10338420 | 8000696-8283972
10338446 | 8000696-8283984
10339463 | 8000696-8284109
10438260 | 8000812-6802284
10332404 | 8000812-7011431
10328640 | 8000812-7011442
10432929 | 8000812-7011443
10436819 | 8000812-7011444
10328151 | 8000812-7011445
10437014 | 8000812-7011447
10439648 | 8000812-7017189
10438173 | 8000812-7061259
10328259 | 8000812-7082027
10437999 | 8000812-7085078
10437400 | 8000812-7153571
10437737 | 8000812-7153574
10340580 | 8000812-7153749
10433137 | 8000812-7153753
10778504 | 8000812-7153796
10332096 | 8000812-7159921
10340369 | 8000812-7171375
10438105 | 8000812-7171378
10342013 | 8000812-7171379
10329248 | 8000812-7171380
10333724 | 8000812-7185644
10341327 | 8000812-7185646
10436509 | 8000812-7195720
10340484 | 8000812-7195726
10340839 | 8000812-7195730
10437631 | 8000812-7196923
10435978 | 8000812-7209287
10328465 | 8000812-7211641
10525889 | 8000812-7221394
10451415 | 8000812-7221400
10513241 | 8000812-7221402
10331076 | 8000812-7264221
10341465 | 8000812-7269686
10440314 | 8000812-7273636
10437048 | 8000812-7280426
11187334 | 8000812-7283610
10439201 | 8000812-7284503
10328755 | 8000812-7288425
10436815 | 8000812-7296993
10341151 | 8000812-7297794
10341903 | 8000812-7325526
10338947 | 8000812-7333010
10342088 | 8000812-7334654
10339765 | 8000812-7335354
10339148 | 8000812-7338294
11187388 | 8000812-7344369
10988557 | 8000812-7345548
10988657 | 8000812-7345551
11188711 | 8000812-7370810
10768032 | 8000812-7383692
10785515 | 8000812-7383695
10789844 | 8000812-7383699
10785273 | 8000812-7390950
10826674 | 8000812-7390964
10768082 | 8000812-7390965
10768195 | 8000812-7390968
10633902 | 8000812-7392263
10633968 | 8000812-7392278
10785306 | 8000812-7392280
10785455 | 8000812-7392281
10633970 | 8000812-7392282
10826465 | 8000812-7392283
10785769 | 8000812-7395026
10826498 | 8000812-7395029
10768121 | 8000812-7395036
10897076 | 8000812-7395039
10826428 | 8000812-7397577
10826371 | 8000812-7397578
10768207 | 8000812-7397580
10435566 | 8000812-8077661
10434900 | 8000812-8077677
10434200 | 8000812-8077678
10331184 | 8000812-8206186
10330274 | 8000812-8215500
10330769 | 8000812-8215501
10331265 | 8000812-8231379
10333142 | 8000812-8231383
10432867 | 8000812-8240433
10496809 | 8000812-8240442
10337596 | 8000812-8240445
10340011 | 8000812-8240448
10338340 | 8000812-8283940
10335485 | 8000812-8283947
10338424 | 8000812-8283972
10338449 | 8000812-8283984
10337934 | 8000812-8283990
10338757 | 8000812-8284054
10337777 | 8000812-8284074
10338202 | 8000812-8284081
10335616 | 8000812-8284096
10339465 | 8000812-8284109
10341152 | 8000821-7297794
10341905 | 8000821-7325526
10339766 | 8000821-7335354
10471225 | 8000861-7309902
10336724 | 8000861-7390968
10896951 | 8000861-7425031
10896957 | 8000861-7432041
11189593 | 8000861-7476183
10435568 | 8000861-8077661
10332560 | 8000895-7310719
10329135 | 8000895-7368948
10789846 | 8000895-7383699
10332659 | 8000902-7310722
10340106 | 8000902-7364338
10341364 | 8000902-7368940
10334583 | 8000902-7373222
10768048 | 8000902-7383692
10526073 | 8000902-7383695
10768147 | 8000902-7395036
10336981 | 8000902-8215503
10329249 | 8000911-7171380
10329397 | 8000911-7277654
10331558 | 8000911-7291150
10435874 | 8000911-7291796
10434998 | 8000911-7292807
10433278 | 8000911-7295015
10438962 | 8000911-7295629
10329496 | 8000911-7295693
10433552 | 8000911-7295699
10330943 | 8000911-7295708
10332928 | 8000911-7295716
10330685 | 8000911-7295721
10433203 | 8000911-7295727
10434055 | 8000911-7295731
10336348 | 8000911-7295737
10336343 | 8000911-7295748
10334055 | 8000911-7295751
10436238 | 8000911-7295757
10434733 | 8000911-7295762
10435199 | 8000911-7295768
10434589 | 8000911-7298497
10433613 | 8000911-7298501
10433969 | 8000911-7298502
10434592 | 8000911-7298503
10471218 | 8000911-7306108
10333746 | 8000911-7310717
10332558 | 8000911-7310719
10333611 | 8000911-7310721
10332663 | 8000911-7310722
10337359 | 8000911-7310723
10333539 | 8000911-7310724
10439065 | 8000911-7311331
10436081 | 8000911-7312843
10435168 | 8000911-7313017
10435395 | 8000911-7321668
10436673 | 8000911-7325290
10329825 | 8000911-7339340
10438864 | 8000911-7358178
10333310 | 8000911-7361860
10340109 | 8000911-7364338
10340850 | 8000911-7368894
10334585 | 8000911-7368921
10341362 | 8000911-7368940
10328699 | 8000911-7368945
10329127 | 8000911-7368948
10328944 | 8000911-7368949
10818360 | 8000911-7368950
10333195 | 8000911-7368951
10331842 | 8000911-7368952
10333968 | 8000911-7368955
10334584 | 8000911-7373222
10336889 | 8000911-7381991
10336665 | 8000911-7382001
10339048 | 8000911-7382006
10339584 | 8000911-7382011
10336599 | 8000911-7382016
10522275 | 8000911-7383692
10526076 | 8000911-7383695
10526216 | 8000911-7383699
11189102 | 8000911-7387986
10826814 | 8000911-7388021
11187512 | 8000911-7388031
11187830 | 8000911-7388049
10826782 | 8000911-7388072
10785726 | 8000911-7388073
10526584 | 8000911-7390950
10527135 | 8000911-7390964
10633909 | 8000911-7392263
10526459 | 8000911-7392278
10785341 | 8000911-7392280
10785497 | 8000911-7392281
10526851 | 8000911-7392282
10826510 | 8000911-7392283
10451075 | 8000911-7395026
10826519 | 8000911-7395029
10768141 | 8000911-7395036
10896991 | 8000911-7395039
10826191 | 8000911-7397577
10526968 | 8000911-7397578
10526974 | 8000911-7397580
10797138 | 8000911-7397588
10796999 | 8000911-7397607
10988813 | 8000911-7405542
11188224 | 8000911-7405559
10785646 | 8000911-7410032
10826305 | 8000911-7410050
10945211 | 8000911-7410078
10451619 | 8000911-7428970
11188058 | 8000911-7433701
11188572 | 8000911-7439248
10598206 | 8000911-7444059
11188834 | 8000911-7455999
11189379 | 8000911-7456454
11189214 | 8000911-7476183
10340583 | 8000915-7153749
10525855 | 8000915-7221394
10451321 | 8000915-7221400
10513192 | 8000915-7221402
10439067 | 8000915-7311331
10497171 | 8000915-7341808
10988440 | 8000915-7345549
10988706 | 8000915-7345550
10497537 | 8000915-7345555
10497778 | 8000915-7345556
10497655 | 8000915-7345557
10945014 | 8000915-7345558
10634289 | 8000915-7345564
10634305 | 8000915-7345566
10634374 | 8000915-7345567
10634412 | 8000915-7345568
10988931 | 8000915-7345570
10989024 | 8000915-7345571
10790380 | 8000915-7368921
10328700 | 8000915-7368945
10330044 | 8000915-7368950
10329562 | 8000915-7368953
10332195 | 8000915-7368954
10333969 | 8000915-7368955
10334586 | 8000915-7373222
10435570 | 8000915-8077661
10383977 | 8000915-8231379
10452366 | 8000915-8231383
10496845 | 8000915-8240442
10790346 | 8000915-8240445
10383985 | 8000915-8240448
10338758 | 8000915-8284054
10337778 | 8000915-8284074
10434597 | 8000929-7298497
10433617 | 8000929-7298501
10434599 | 8000929-7298503
10333747 | 8000929-7310717
10332561 | 8000929-7310719
10333600 | 8000929-7310721
10332660 | 8000929-7310722
10337361 | 8000929-7310723
10333540 | 8000929-7310724
10436678 | 8000929-7325290
10337441 | 8000929-7367010
10790381 | 8000929-7368921
10328702 | 8000929-7368945
10333971 | 8000929-7368955
10334587 | 8000929-7373222
10522140 | 8000929-7383692
10526218 | 8000929-7383699
10786000 | 8000929-7390950
10633912 | 8000929-7392263
10526460 | 8000929-7392278
10785344 | 8000929-7392280
10526853 | 8000929-7392282
10826499 | 8000929-7392283
10451073 | 8000929-7395026
10826524 | 8000929-7395029
11188576 | 8000929-7439248
10438374 | 8000929-8305049
10525853 | 8000937-7221394
10451322 | 8000937-7221400
10513183 | 8000937-7221402
10331560 | 8000937-7291150
10333973 | 8000937-7368955
11159698 | 8000937-7444378
10336982 | 8000937-8215503
10383978 | 8000937-8231379
10332565 | 8000939-7310719
10332667 | 8000939-7310722
10337362 | 8000939-7310723
10333529 | 8000939-7310724
10633915 | 8000939-7392263
10526461 | 8000939-7392278
10435574 | 8000939-8077661
10336983 | 8000939-8215503
10328263 | 8000945-7082027
10525857 | 8000945-7221394
10451324 | 8000945-7221400
10337779 | 8000978-8284074
10337427 | 8000986-7367010
11159697 | 8000993-7444378
10435572 | 8000994-8077661
10334649 | 8001125-7367010
10328260 | 8002150-7082027
11187368 | 8002161-7221394
10333314 | 8002161-7361860
10334588 | 8002161-7373222
10797021 | 8002161-7397607
10527099 | 8002161-7405229
10471233 | 8002294-7309902
10435575 | 8002294-8077661
10471213 | 8002296-7309902
10435580 | 8002296-8077661
10334646 | 8002386-7367010
10334647 | 8002388-7367010
10438266 | 8002455-6802284
10332100 | 8002455-7159921
10436513 | 8002455-7195720
10437634 | 8002455-7196923
10331080 | 8002455-7264221
10330617 | 8002455-7266485
10331867 | 8002455-7272475
10340285 | 8002455-7275333
10339898 | 8002455-7276087
10439198 | 8002455-7284503
10339767 | 8002455-7335354
10497402 | 8002455-7459038
10438275 | 8002456-6802284
10332104 | 8002456-7159921
10331077 | 8002456-7264221
10330615 | 8002456-7266485
10331869 | 8002456-7272475
10339895 | 8002456-7276087
10439202 | 8002456-7284503
10339768 | 8002456-7335354
10497394 | 8002456-7459038
10451856 | 8002457-7017189
10437397 | 8002457-7153571
10437739 | 8002457-7153574
10451353 | 8002457-7221400
10333318 | 8002457-7361860
10340851 | 8002457-7368894
10526530 | 8002457-7390950
10503703 | 8002457-7400868
10527103 | 8002457-7405229
10335914 | 8002500-7383611
10471219 | 8002524-7309902
10435577 | 8002524-8077661
10341902 | 8002530-7325526
10339769 | 8002530-7335354
10497770 | 8002530-7459038
10341904 | 8002531-7325526
10339770 | 8002531-7335354
10497643 | 8002531-7459038
10436515 | 8002533-7195720
10340840 | 8002533-7195730
10785521 | 8002533-7395026
10826555 | 8002533-7395029
10897029 | 8002533-7395039
10497749 | 8002533-7459038
10525881 | 8002623-7221394
10451349 | 8002623-7221400
10438934 | 8002623-7295629
10436243 | 8002623-7295757
10471224 | 8002623-7306108
10471227 | 8002623-7309902
10333748 | 8002623-7310717
10435399 | 8002623-7321668
10497199 | 8002623-7341808
10497734 | 8002623-7345557
10336517 | 8002623-7359859
10333322 | 8002623-7361860
10334648 | 8002623-7367010
10338731 | 8002623-7368917
10334589 | 8002623-7373222
10339046 | 8002623-7382006
10333358 | 8002623-7398013
10503701 | 8002623-7400868
10334912 | 8002623-7400869
10334274 | 8002623-7404960
10337156 | 8002623-7404990
10527095 | 8002623-7405229
10329866 | 8002623-7412815
10896906 | 8002623-7432041
10945373 | 8002623-7465394
10435583 | 8002623-8077661
10330275 | 8002623-8215500
10342083 | 8002624-7334654
10497458 | 8002624-7459038
10342085 | 8002691-7334654
10440008 | 8003013-7273628
10440313 | 8003013-7273636
10439199 | 8003013-7284503
10341906 | 8003013-7325526
10438592 | 8003013-7329489
10338948 | 8003013-7333010
10434607 | 8003087-7298503
10333749 | 8003087-7310717
10333311 | 8003087-7361860
10334590 | 8003087-7373222
10339050 | 8003087-7382006
10497547 | 8003088-7345555
10497658 | 8003088-7345557
10333315 | 8003088-7361860
10334591 | 8003088-7373222
10336890 | 8003088-7381991
10336669 | 8003088-7382001
10339049 | 8003088-7382006
10336602 | 8003088-7382016
11189103 | 8003088-7387986
11187610 | 8003088-7388031
10826788 | 8003088-7388072
10785729 | 8003088-7388073
10797001 | 8003088-7397607
11188229 | 8003088-7405559
10434621 | 8003089-7298503
10332562 | 8003089-7310719
10333605 | 8003089-7310721
10333320 | 8003089-7361860
10334592 | 8003089-7373222
10339051 | 8003089-7382006
11187831 | 8003089-7388049
10334593 | 8003090-7373222
10438279 | 8003139-6802284
10332408 | 8003139-7011431
10435846 | 8003139-7017207
10331081 | 8003139-7264221
10330616 | 8003139-7266485
10331871 | 8003139-7272475
10340288 | 8003139-7275333
10339899 | 8003139-7276087
10439200 | 8003139-7284503
10338950 | 8003139-7333010
10342087 | 8003139-7334654
10339771 | 8003139-7335354
10434904 | 8003139-8077677
10331187 | 8003139-8206186
10331267 | 8003139-8231379
10497546 | 8003167-7459038
10340852 | 8003215-7368894
10526318 | 8003215-7390950
10452072 | 8003215-7390965
10797127 | 8003215-7397588
10334652 | 8003681-7367010
10334651 | 8003682-7367010
10334650 | 8003683-7367010
10334594 | 8003738-7373222
10525852 | 8003739-7221394
10451331 | 8003739-7221400
10471235 | 8003739-7309902
10333323 | 8003739-7361860
10331843 | 8003739-7368952
10503825 | 8003739-7400868
10435595 | 8003739-8077661
10330340 | 8003739-8215500
10435979 | 8003746-7209287
10341463 | 8003816-7269686
10328704 | 8003816-7368945
10336713 | 8003816-7390965
10336728 | 8003816-7390968
10768156 | 8003816-7395036
10897007 | 8003816-7395039
10503707 | 8003816-7400868
10337158 | 8003816-7404990
10527100 | 8003816-7405229
10438282 | 8003820-6802284
10332412 | 8003820-7011431
10328642 | 8003820-7011442
10432940 | 8003820-7011443
10436821 | 8003820-7011444
10328152 | 8003820-7011445
10437015 | 8003820-7011447
10439654 | 8003820-7017189
10435848 | 8003820-7017207
10432860 | 8003820-7017210
10328264 | 8003820-7082027
10438003 | 8003820-7085078
10438459 | 8003820-7128425
10438728 | 8003820-7128434
10333903 | 8003820-7142247
10437401 | 8003820-7153571
10437742 | 8003820-7153574
10340581 | 8003820-7153749
10433143 | 8003820-7153753
10439314 | 8003820-7153769
10439680 | 8003820-7153771
10778545 | 8003820-7153796
10778470 | 8003820-7153798
10340372 | 8003820-7171375
10438112 | 8003820-7171378
10342016 | 8003820-7171379
10329250 | 8003820-7171380
10330996 | 8003820-7171385
10330397 | 8003820-7171386
10335953 | 8003820-7171387
10471702 | 8003820-7171393
10438826 | 8003820-7179288
10341252 | 8003820-7185643
10333716 | 8003820-7185644
10341326 | 8003820-7185646
10340488 | 8003820-7195726
10328467 | 8003820-7211641
10525899 | 8003820-7221394
10451368 | 8003820-7221400
10513208 | 8003820-7221402
10436010 | 8003820-7228760
10439941 | 8003820-7238726
10439464 | 8003820-7268332
10341466 | 8003820-7269686
10440202 | 8003820-7273661
10437211 | 8003820-7273669
10329400 | 8003820-7277654
10328756 | 8003820-7288425
10331562 | 8003820-7291150
10435876 | 8003820-7291796
10435000 | 8003820-7292807
10433282 | 8003820-7295015
10438944 | 8003820-7295629
10329499 | 8003820-7295693
10433554 | 8003820-7295699
10330944 | 8003820-7295708
10332930 | 8003820-7295716
10330686 | 8003820-7295721
10433198 | 8003820-7295727
10434061 | 8003820-7295731
10336349 | 8003820-7295737
10336047 | 8003820-7295748
10334056 | 8003820-7295751
10436228 | 8003820-7295757
10434735 | 8003820-7295762
10435202 | 8003820-7295768
10436813 | 8003820-7296993
10434591 | 8003820-7298497
10433621 | 8003820-7298501
10433973 | 8003820-7298502
10434630 | 8003820-7298503
10471230 | 8003820-7306108
10331448 | 8003820-7307014
10439137 | 8003820-7307513
10439269 | 8003820-7307555
10333750 | 8003820-7310717
10332564 | 8003820-7310719
10333610 | 8003820-7310721
10332661 | 8003820-7310722
10337364 | 8003820-7310723
10333532 | 8003820-7310724
10439069 | 8003820-7311331
10436082 | 8003820-7312843
10437500 | 8003820-7312880
10435171 | 8003820-7313017
10435401 | 8003820-7321668
10436685 | 8003820-7325290
10329828 | 8003820-7339340
10497204 | 8003820-7341808
10335853 | 8003820-7344369
10988340 | 8003820-7345547
10988527 | 8003820-7345548
10988448 | 8003820-7345549
10988733 | 8003820-7345550
10988740 | 8003820-7345551
10497736 | 8003820-7345555
10497793 | 8003820-7345556
10497768 | 8003820-7345557
10944915 | 8003820-7345558
10634314 | 8003820-7345564
10634389 | 8003820-7345565
10634152 | 8003820-7345566
10634084 | 8003820-7345567
10634423 | 8003820-7345568
10988935 | 8003820-7345570
10989032 | 8003820-7345571
10438877 | 8003820-7358178
10336518 | 8003820-7359859
10333312 | 8003820-7361860
10340112 | 8003820-7364338
10340853 | 8003820-7368894
10338735 | 8003820-7368917
10334596 | 8003820-7368921
10341365 | 8003820-7368940
10328706 | 8003820-7368945
10329130 | 8003820-7368948
10328945 | 8003820-7368949
10329147 | 8003820-7368950
10333196 | 8003820-7368951
10331844 | 8003820-7368952
10329564 | 8003820-7368953
10332198 | 8003820-7368954
10333975 | 8003820-7368955
11188700 | 8003820-7370810
10334595 | 8003820-7373222
10336891 | 8003820-7381991
10336667 | 8003820-7382001
10339052 | 8003820-7382006
10339582 | 8003820-7382011
10336606 | 8003820-7382016
10522159 | 8003820-7383692
10526066 | 8003820-7383695
10526235 | 8003820-7383699
11187723 | 8003820-7387986
10826838 | 8003820-7388021
11187551 | 8003820-7388031
11187843 | 8003820-7388049
11187784 | 8003820-7388061
10826817 | 8003820-7388072
10785644 | 8003820-7388073
10526536 | 8003820-7390950
10526679 | 8003820-7390964
10452158 | 8003820-7390965
10452282 | 8003820-7390968
10633938 | 8003820-7392263
10526472 | 8003820-7392278
10785400 | 8003820-7392280
10785323 | 8003820-7392281
10526873 | 8003820-7392282
10826556 | 8003820-7392283
10451089 | 8003820-7395026
10826608 | 8003820-7395029
10768159 | 8003820-7395036
10897008 | 8003820-7395039
10826207 | 8003820-7397577
10526957 | 8003820-7397578
10526988 | 8003820-7397580
10797170 | 8003820-7397588
10797029 | 8003820-7397607
10333357 | 8003820-7398013
10503708 | 8003820-7400868
10334915 | 8003820-7400869
10334275 | 8003820-7404960
10337161 | 8003820-7404990
10527108 | 8003820-7405229
10988840 | 8003820-7405542
11188272 | 8003820-7405559
10785660 | 8003820-7410032
10826322 | 8003820-7410050
10945220 | 8003820-7410078
10329867 | 8003820-7412815
10451225 | 8003820-7424322
10337273 | 8003820-7425031
10337114 | 8003820-7425466
10451636 | 8003820-7428970
10451839 | 8003820-7430884
10452227 | 8003820-7431822
10452095 | 8003820-7432041
11187991 | 8003820-7433701
10383949 | 8003820-7437332
11188788 | 8003820-7439248
10896910 | 8003820-7440860
10451534 | 8003820-7444059
11188773 | 8003820-7455999
11189391 | 8003820-7456454
10945378 | 8003820-7465394
11189505 | 8003820-7476183
10435585 | 8003820-8077661
10434899 | 8003820-8077677
10434207 | 8003820-8077678
10331190 | 8003820-8206186
10330341 | 8003820-8215500
10330770 | 8003820-8215501
10331268 | 8003820-8231379
10333144 | 8003820-8231383
10432883 | 8003820-8240433
10496861 | 8003820-8240442
10337601 | 8003820-8240445
10340012 | 8003820-8240448
10338342 | 8003820-8283940
10335489 | 8003820-8283947
10338422 | 8003820-8283972
10338451 | 8003820-8283984
10337936 | 8003820-8283990
10338760 | 8003820-8284054
10337781 | 8003820-8284074
10338205 | 8003820-8284081
10335619 | 8003820-8284096
10339467 | 8003820-8284109
10497766 | 8003864-7345556
10497753 | 8003864-7345557
10333906 | 8003866-7142247
10471215 | 8003866-7309902
10329868 | 8003866-7412815
10471221 | 8003868-7309902
10334653 | 8003868-7367010
11159690 | 8003868-7444378
10336984 | 8003868-8215503
10328261 | 8003872-7082027
10778466 | 8003880-7153798
10440315 | 8003944-10089142
10438284 | 8003944-6802284
10332402 | 8003944-7011431
10432947 | 8003944-7011443
10436823 | 8003944-7011444
10328154 | 8003944-7011445
10439649 | 8003944-7017189
10435851 | 8003944-7017207
10432869 | 8003944-7017210
10333909 | 8003944-7142247
10437402 | 8003944-7153571
10437744 | 8003944-7153574
10340584 | 8003944-7153749
10433130 | 8003944-7153753
10439319 | 8003944-7153769
10778489 | 8003944-7153796
10778354 | 8003944-7153798
10331041 | 8003944-7171385
10330386 | 8003944-7171386
10335955 | 8003944-7171387
10471703 | 8003944-7171393
10438831 | 8003944-7179288
10340492 | 8003944-7195726
10328464 | 8003944-7211641
10525841 | 8003944-7221394
10451347 | 8003944-7221400
10513207 | 8003944-7221402
10341467 | 8003944-7269686
10440205 | 8003944-7273661
10329403 | 8003944-7277654
10331564 | 8003944-7291150
10435875 | 8003944-7291796
10435002 | 8003944-7292807
10433279 | 8003944-7295015
10438950 | 8003944-7295629
10329492 | 8003944-7295693
10433556 | 8003944-7295699
10330146 | 8003944-7295708
10332932 | 8003944-7295716
10330687 | 8003944-7295721
10433206 | 8003944-7295727
10434057 | 8003944-7295731
10336350 | 8003944-7295737
10336046 | 8003944-7295748
10334057 | 8003944-7295751
10436234 | 8003944-7295757
10434737 | 8003944-7295762
10435204 | 8003944-7295768
10434601 | 8003944-7298497
10433625 | 8003944-7298501
10433977 | 8003944-7298502
10434635 | 8003944-7298503
10471245 | 8003944-7306108
10331449 | 8003944-7307014
10471229 | 8003944-7309902
10333756 | 8003944-7310717
10332666 | 8003944-7310722
10337363 | 8003944-7310723
10333533 | 8003944-7310724
10439042 | 8003944-7311331
10436084 | 8003944-7312843
10435172 | 8003944-7313017
10435404 | 8003944-7321668
10436693 | 8003944-7325290
10329832 | 8003944-7339340
10988506 | 8003944-7345548
10438887 | 8003944-7358178
10333316 | 8003944-7361860
10340115 | 8003944-7364338
10790362 | 8003944-7368894
10338738 | 8003944-7368917
10334598 | 8003944-7368921
10328708 | 8003944-7368945
10329133 | 8003944-7368948
10328548 | 8003944-7368949
10333970 | 8003944-7368955
10334597 | 8003944-7373222
10336892 | 8003944-7381991
10336670 | 8003944-7382001
10339053 | 8003944-7382006
10339585 | 8003944-7382011
10522243 | 8003944-7383692
10526024 | 8003944-7383695
10526163 | 8003944-7383699
11189099 | 8003944-7387986
10826847 | 8003944-7388021
11187546 | 8003944-7388049
10826720 | 8003944-7388072
10785595 | 8003944-7388073
10526285 | 8003944-7390950
10526634 | 8003944-7390964
10452013 | 8003944-7390965
10336732 | 8003944-7390968
10633885 | 8003944-7392263
10526423 | 8003944-7392278
10785297 | 8003944-7392280
10785422 | 8003944-7392281
10526825 | 8003944-7392282
10451052 | 8003944-7395026
10768103 | 8003944-7395036
10897028 | 8003944-7395039
10826416 | 8003944-7397577
10526936 | 8003944-7397578
10526771 | 8003944-7397580
10796912 | 8003944-7397588
10797043 | 8003944-7397607
10333360 | 8003944-7398013
10503827 | 8003944-7400868
10334918 | 8003944-7400869
10768034 | 8003944-7404960
10337157 | 8003944-7404990
10527194 | 8003944-7405229
11189118 | 8003944-7405542
11188198 | 8003944-7405559
10785564 | 8003944-7410032
10826256 | 8003944-7410050
10945172 | 8003944-7410078
10352412 | 8003944-7412815
10451183 | 8003944-7424322
10383862 | 8003944-7425031
10451476 | 8003944-7425466
10451591 | 8003944-7428970
10451799 | 8003944-7430884
10452141 | 8003944-7431822
11188147 | 8003944-7433701
10383918 | 8003944-7437332
11188525 | 8003944-7439248
10451737 | 8003944-7444059
11159691 | 8003944-7444378
11188737 | 8003944-7455999
11189317 | 8003944-7456454
10945330 | 8003944-7465394
11189184 | 8003944-7476183
10435591 | 8003944-8077661
10331188 | 8003944-8206186
10336985 | 8003944-8215503
10331271 | 8003944-8231379
10337597 | 8003944-8240445
10338343 | 8003944-8283940
10335493 | 8003944-8283947
10338450 | 8003944-8283984
10338764 | 8003944-8284054
10337783 | 8003944-8284074
10338208 | 8003944-8284081
10335622 | 8003944-8284096
10432484 | 8003982-7017210
10437747 | 8003982-7153574
10340585 | 8003982-7153749
10471713 | 8003982-7171393
10328466 | 8003982-7211641
10525850 | 8003982-7221394
10451351 | 8003982-7221400
10513213 | 8003982-7221402
10333751 | 8003982-7310717
10332563 | 8003982-7310719
10333319 | 8003982-7361860
10334654 | 8003982-7367010
10336893 | 8003982-7381991
10522245 | 8003982-7383692
10526164 | 8003982-7383699
10452011 | 8003982-7390965
10452434 | 8003982-7390968
10331191 | 8003982-8206186
10330343 | 8003982-8215500
10330771 | 8003982-8215501
10336986 | 8003982-8215503
10496787 | 8003982-8240442
10335482 | 8003982-8283947
10335625 | 8003982-8284096
10339470 | 8003982-8284109
10438377 | 8003982-8305049
10333902 | 8003999-7142247
10768225 | 8003999-7307923
10471239 | 8003999-7309902
10334655 | 8003999-7367010
11188668 | 8003999-7370810
11189080 | 8003999-7387986
11187829 | 8003999-7388049
11189077 | 8003999-7388073
11189457 | 8003999-7405542
10896949 | 8003999-7425031
10451617 | 8003999-7428970
10896905 | 8003999-7432041
11159696 | 8003999-7444378
10945361 | 8003999-7465394
11189213 | 8003999-7476183
10435592 | 8003999-8077661
10336987 | 8003999-8215503
10337786 | 8003999-8284074
10438376 | 8003999-8305049
10437749 | 8004014-7153574
10438836 | 8004014-7179288
10331566 | 8004014-7291150
10435005 | 8004014-7292807
10433207 | 8004014-7295727
10333752 | 8004014-7310717
10438900 | 8004014-7358178
10328710 | 8004014-7368945
10450944 | 8004014-7368955
10334600 | 8004014-7373222
10826671 | 8004014-7392283
10768192 | 8004014-7395036
10526369 | 8004014-7405229
11188903 | 8004014-7439248
11189341 | 8004014-7455999
10434902 | 8004014-8077677
10333324 | 8004018-7361860
10497941 | 8004022-7345557
10525951 | 8004054-7221394
10451451 | 8004054-7221400
10435597 | 8004054-8077661
10330345 | 8004054-8215500
10438287 | 8004055-6802284
10432890 | 8004055-7011443
10436825 | 8004055-7011444
10328153 | 8004055-7011445
10437016 | 8004055-7011447
10439656 | 8004055-7017189
10435850 | 8004055-7017207
10432487 | 8004055-7017210
10328265 | 8004055-7082027
10438004 | 8004055-7085078
10438458 | 8004055-7128425
10438622 | 8004055-7128432
10438743 | 8004055-7128434
10333905 | 8004055-7142247
10437406 | 8004055-7153571
10437752 | 8004055-7153574
10340588 | 8004055-7153749
10439321 | 8004055-7153769
10439685 | 8004055-7153771
10778487 | 8004055-7153796
10778357 | 8004055-7153798
10329251 | 8004055-7171380
10331042 | 8004055-7171385
10335954 | 8004055-7171387
10471706 | 8004055-7171393
10438840 | 8004055-7179288
10333719 | 8004055-7185644
10340496 | 8004055-7195726
10328469 | 8004055-7211641
10525839 | 8004055-7221394
10451352 | 8004055-7221400
10513200 | 8004055-7221402
10436011 | 8004055-7228760
10439945 | 8004055-7238726
10439467 | 8004055-7268332
10341470 | 8004055-7269686
10437215 | 8004055-7273669
10329406 | 8004055-7277654
10328757 | 8004055-7288425
10331565 | 8004055-7291150
10435877 | 8004055-7291796
10435003 | 8004055-7292807
10433283 | 8004055-7295015
10438956 | 8004055-7295629
10329495 | 8004055-7295693
10433558 | 8004055-7295699
10330147 | 8004055-7295708
10332934 | 8004055-7295716
10330688 | 8004055-7295721
10433215 | 8004055-7295727
10336351 | 8004055-7295737
10334058 | 8004055-7295751
10434723 | 8004055-7295762
10435206 | 8004055-7295768
10436816 | 8004055-7296993
10434610 | 8004055-7298497
10433618 | 8004055-7298501
10433982 | 8004055-7298502
10434583 | 8004055-7298503
10471249 | 8004055-7306108
10439270 | 8004055-7307555
10333753 | 8004055-7310717
10332566 | 8004055-7310719
10332664 | 8004055-7310722
10337365 | 8004055-7310723
10333534 | 8004055-7310724
10437497 | 8004055-7312880
10435152 | 8004055-7313017
10435419 | 8004055-7321668
10436704 | 8004055-7325290
10329835 | 8004055-7339340
10497240 | 8004055-7341808
10335855 | 8004055-7344369
10988505 | 8004055-7345548
10988419 | 8004055-7345549
10988686 | 8004055-7345550
10497457 | 8004055-7345555
10497615 | 8004055-7345556
10497520 | 8004055-7345557
10945024 | 8004055-7345558
10634212 | 8004055-7345564
10634470 | 8004055-7345565
10634226 | 8004055-7345566
10634359 | 8004055-7345567
10634250 | 8004055-7345568
10988897 | 8004055-7345570
10988994 | 8004055-7345571
10438867 | 8004055-7358178
10336524 | 8004055-7359859
10333313 | 8004055-7361860
10340118 | 8004055-7364338
10334657 | 8004055-7367010
10340854 | 8004055-7368894
10338741 | 8004055-7368917
10334604 | 8004055-7368921
10341363 | 8004055-7368940
10328712 | 8004055-7368945
10329136 | 8004055-7368948
10328547 | 8004055-7368949
10329146 | 8004055-7368950
10333198 | 8004055-7368951
10331845 | 8004055-7368952
10329566 | 8004055-7368953
10513273 | 8004055-7368954
10333972 | 8004055-7368955
11188637 | 8004055-7370810
10334602 | 8004055-7373222
10336894 | 8004055-7381991
10336674 | 8004055-7382001
10339054 | 8004055-7382006
10339589 | 8004055-7382011
10336597 | 8004055-7382016
10336927 | 8004055-7383692
10336613 | 8004055-7383695
10526162 | 8004055-7383699
11189098 | 8004055-7387986
10826760 | 8004055-7388021
11187462 | 8004055-7388031
11187548 | 8004055-7388049
11187754 | 8004055-7388061
10826871 | 8004055-7388072
10785588 | 8004055-7388073
10526294 | 8004055-7390950
10526630 | 8004055-7390964
10452000 | 8004055-7390965
10452422 | 8004055-7390968
10338499 | 8004055-7392263
10340160 | 8004055-7392278
10785295 | 8004055-7392280
10785441 | 8004055-7392281
10526826 | 8004055-7392282
10338533 | 8004055-7392283
10451047 | 8004055-7395026
10826294 | 8004055-7395029
10340683 | 8004055-7395036
10897048 | 8004055-7395039
10826415 | 8004055-7397577
10526930 | 8004055-7397578
10526763 | 8004055-7397580
10796910 | 8004055-7397588
10797019 | 8004055-7397607
10333356 | 8004055-7398013
10503821 | 8004055-7400868
10334917 | 8004055-7400869
10334277 | 8004055-7404960
10337160 | 8004055-7404990
10527185 | 8004055-7405229
11188188 | 8004055-7405559
10785582 | 8004055-7410032
10826201 | 8004055-7410050
10945167 | 8004055-7410078
10329869 | 8004055-7412815
10451179 | 8004055-7424322
10337275 | 8004055-7425031
10337116 | 8004055-7425466
10451510 | 8004055-7428970
10451798 | 8004055-7430884
10452131 | 8004055-7431822
10451953 | 8004055-7432041
11188142 | 8004055-7433701
10383913 | 8004055-7437332
11188599 | 8004055-7439248
10896873 | 8004055-7440860
10451729 | 8004055-7444059
11188732 | 8004055-7455999
11189320 | 8004055-7456454
10945328 | 8004055-7465394
11189183 | 8004055-7476183
10435605 | 8004055-8077661
10434903 | 8004055-8077677
10434211 | 8004055-8077678
10331194 | 8004055-8206186
10330342 | 8004055-8215500
10330772 | 8004055-8215501
10331266 | 8004055-8231379
10333145 | 8004055-8231383
10432901 | 8004055-8240433
10496777 | 8004055-8240442
10337600 | 8004055-8240445
10340014 | 8004055-8240448
10338344 | 8004055-8283940
10335486 | 8004055-8283947
10338423 | 8004055-8283972
10338452 | 8004055-8283984
10338761 | 8004055-8284054
10337780 | 8004055-8284074
10338211 | 8004055-8284081
10335628 | 8004055-8284096
10339468 | 8004055-8284109
10438378 | 8004055-8305049
10451330 | 8004115-7221400
10526510 | 8004115-7392278
10450940 | 8004116-7368955
10826670 | 8004116-7392283
11188876 | 8004116-7439248
10451586 | 8004116-7444059
10525904 | 8004329-7221394
10451370 | 8004329-7221400
10471216 | 8004329-7309902
10333317 | 8004329-7361860
10503714 | 8004329-7400868
10337159 | 8004329-7404990
10435598 | 8004329-8077661
10330344 | 8004329-8215500
10525974 | 8004331-7361860
10334606 | 8004331-7373222
10336895 | 8004331-7381991
10336678 | 8004331-7382001
10339055 | 8004331-7382006
10339586 | 8004331-7382011
11187733 | 8004331-7387986
10826643 | 8004331-7388021
11187911 | 8004331-7388049
10826866 | 8004331-7388072
10785751 | 8004331-7388073
10797090 | 8004331-7397607
10988861 | 8004331-7405542
11188087 | 8004331-7405559
10471223 | 8004406-7309902
10435600 | 8004406-8077661
10471232 | 8004409-7309902
10435603 | 8004409-8077661
10471242 | 8004410-7309902
10435611 | 8004410-8077661
10435617 | 8004414-8077661
10434912 | 8004438-8077677
10790349 | 8004438-8240445
10339772 | 8004474-7335354
11188635 | 8004485-7370810
10439662 | 8004486-7017189
10439204 | 8004486-7284503
10438291 | 8004492-6802284
10332406 | 8004492-7011431
10328643 | 8004492-7011442
10432894 | 8004492-7011443
10436955 | 8004492-7011444
10328155 | 8004492-7011445
10439667 | 8004492-7017189
10435853 | 8004492-7017207
10432486 | 8004492-7017210
10438461 | 8004492-7128425
10333904 | 8004492-7142247
10437403 | 8004492-7153571
10437746 | 8004492-7153574
10340586 | 8004492-7153749
10433134 | 8004492-7153753
10439323 | 8004492-7153769
10439690 | 8004492-7153771
10778526 | 8004492-7153796
10778454 | 8004492-7153798
10342017 | 8004492-7171379
10331043 | 8004492-7171385
10330388 | 8004492-7171386
10335956 | 8004492-7171387
10471733 | 8004492-7171393
10438845 | 8004492-7179288
10341251 | 8004492-7185643
10333722 | 8004492-7185644
10340486 | 8004492-7195726
10328471 | 8004492-7211641
10525869 | 8004492-7221394
10451342 | 8004492-7221400
10513193 | 8004492-7221402
10439468 | 8004492-7268332
10341468 | 8004492-7269686
10440179 | 8004492-7273661
10329401 | 8004492-7277654
10331567 | 8004492-7291150
10435878 | 8004492-7291796
10438960 | 8004492-7295629
10329498 | 8004492-7295693
10330148 | 8004492-7295708
10332936 | 8004492-7295716
10330689 | 8004492-7295721
10336352 | 8004492-7295737
10334059 | 8004492-7295751
10436240 | 8004492-7295757
10439141 | 8004492-7307513
10333754 | 8004492-7310717
10332567 | 8004492-7310719
10333614 | 8004492-7310721
10332668 | 8004492-7310722
10337366 | 8004492-7310723
10333535 | 8004492-7310724
10439044 | 8004492-7311331
10436083 | 8004492-7312843
10437501 | 8004492-7312880
10435156 | 8004492-7313017
10435407 | 8004492-7321668
10436671 | 8004492-7325290
10329837 | 8004492-7339340
10438879 | 8004492-7358178
10336528 | 8004492-7359859
10333321 | 8004492-7361860
10340098 | 8004492-7364338
10340855 | 8004492-7368894
10338726 | 8004492-7368917
10334603 | 8004492-7368921
10341366 | 8004492-7368940
10328714 | 8004492-7368945
10329138 | 8004492-7368948
10328546 | 8004492-7368949
10329148 | 8004492-7368950
10333200 | 8004492-7368951
10331760 | 8004492-7368952
10450916 | 8004492-7368953
10333974 | 8004492-7368955
10334608 | 8004492-7373222
10336896 | 8004492-7381991
10336682 | 8004492-7382001
10339058 | 8004492-7382006
10339587 | 8004492-7382011
10336600 | 8004492-7382016
10522141 | 8004492-7383692
10526045 | 8004492-7383695
10526213 | 8004492-7383699
11189082 | 8004492-7387986
10826822 | 8004492-7388021
11187514 | 8004492-7388031
11187833 | 8004492-7388049
11187778 | 8004492-7388061
10826792 | 8004492-7388072
10785620 | 8004492-7388073
10526335 | 8004492-7390950
10526666 | 8004492-7390964
10452124 | 8004492-7390965
10452470 | 8004492-7390968
10633917 | 8004492-7392263
10526466 | 8004492-7392278
10785348 | 8004492-7392280
10785485 | 8004492-7392281
10526859 | 8004492-7392282
10826505 | 8004492-7392283
10451079 | 8004492-7395026
10826517 | 8004492-7395029
10768142 | 8004492-7395036
10896994 | 8004492-7395039
10826193 | 8004492-7397577
10526972 | 8004492-7397578
10526977 | 8004492-7397580
10797141 | 8004492-7397588
10797003 | 8004492-7397607
11188279 | 8004492-7398013
10503681 | 8004492-7400868
10334920 | 8004492-7400869
10334279 | 8004492-7404960
10337163 | 8004492-7404990
10527060 | 8004492-7405229
10988836 | 8004492-7405542
11188233 | 8004492-7405559
10785647 | 8004492-7410032
10826329 | 8004492-7410050
10945214 | 8004492-7410078
10329870 | 8004492-7412815
10451214 | 8004492-7424322
10337342 | 8004492-7425031
10337118 | 8004492-7425466
10451622 | 8004492-7428970
10451818 | 8004492-7430884
10634058 | 8004492-7431009
10452212 | 8004492-7431822
10452047 | 8004492-7432041
11187985 | 8004492-7433701
10383937 | 8004492-7437332
11188574 | 8004492-7439248
10896888 | 8004492-7440860
10451514 | 8004492-7444059
11188763 | 8004492-7455999
11189381 | 8004492-7456454
10945363 | 8004492-7465394
11189238 | 8004492-7476183
10434905 | 8004492-8077677
10434217 | 8004492-8077678
10331197 | 8004492-8206186
10330276 | 8004492-8215500
10330773 | 8004492-8215501
10331269 | 8004492-8231379
10333085 | 8004492-8231383
10432919 | 8004492-8240433
10338345 | 8004492-8283940
10335490 | 8004492-8283947
10338426 | 8004492-8283972
10338453 | 8004492-8283984
10337937 | 8004492-8283990
10338762 | 8004492-8284054
10337782 | 8004492-8284074
10338203 | 8004492-8284081
10335631 | 8004492-8284096
10339471 | 8004492-8284109
10438294 | 8004493-6802284
10439658 | 8004493-7017189
10435856 | 8004493-7017207
10342005 | 8004493-7171379
10330390 | 8004493-7171386
10335958 | 8004493-7171387
10438850 | 8004493-7179288
10328473 | 8004493-7211641
10525866 | 8004493-7221394
10451339 | 8004493-7221400
10513199 | 8004493-7221402
10440184 | 8004493-7273661
10333755 | 8004493-7310717
10333536 | 8004493-7310724
10525965 | 8004493-7361860
10341367 | 8004493-7368940
10333976 | 8004493-7368955
10334605 | 8004493-7373222
10450950 | 8004493-7382001
10339056 | 8004493-7382006
10339591 | 8004493-7382011
10522142 | 8004493-7383692
10526217 | 8004493-7383699
11189086 | 8004493-7387986
10826828 | 8004493-7388021
11187613 | 8004493-7388031
11187915 | 8004493-7388049
11187782 | 8004493-7388061
10826786 | 8004493-7388072
10785623 | 8004493-7388073
10633920 | 8004493-7392263
10633858 | 8004493-7392278
10633973 | 8004493-7392282
10826512 | 8004493-7392283
10768145 | 8004493-7395036
10826192 | 8004493-7397577
10826373 | 8004493-7397578
10526978 | 8004493-7397580
10797008 | 8004493-7397607
11188321 | 8004493-7400868
11189130 | 8004493-7405229
11188237 | 8004493-7405559
10785655 | 8004493-7410032
10945212 | 8004493-7410078
10451216 | 8004493-7424322
10896950 | 8004493-7425031
10451459 | 8004493-7425466
10451624 | 8004493-7428970
10634055 | 8004493-7431009
10452214 | 8004493-7431822
10452044 | 8004493-7432041
11187986 | 8004493-7433701
10451996 | 8004493-7437332
10451515 | 8004493-7444059
11188768 | 8004493-7455999
11189385 | 8004493-7456454
11189215 | 8004493-7476183
10434203 | 8004493-8077678
10331270 | 8004493-8231379
10333083 | 8004493-8231383
10432899 | 8004493-8240433
10335494 | 8004493-8283947
10338429 | 8004493-8283972
10337938 | 8004493-8283990
10337784 | 8004493-8284074
10339469 | 8004493-8284109
10438297 | 8004494-6802284
10328644 | 8004494-7011442
10439663 | 8004494-7017189
10432485 | 8004494-7017210
10437407 | 8004494-7153571
10437748 | 8004494-7153574
10340645 | 8004494-7153749
10433138 | 8004494-7153753
10778522 | 8004494-7153796
10778441 | 8004494-7153798
10331044 | 8004494-7171385
10335957 | 8004494-7171387
10438855 | 8004494-7179288
10328475 | 8004494-7211641
10525863 | 8004494-7221394
10451334 | 8004494-7221400
10439469 | 8004494-7268332
10440188 | 8004494-7273661
10329405 | 8004494-7277654
10331569 | 8004494-7291150
10435879 | 8004494-7291796
10438474 | 8004494-7295629
10329501 | 8004494-7295693
10330150 | 8004494-7295708
10332938 | 8004494-7295716
10330690 | 8004494-7295721
10336353 | 8004494-7295737
10334060 | 8004494-7295751
10333757 | 8004494-7310717
10332570 | 8004494-7310719
10333602 | 8004494-7310721
10332665 | 8004494-7310722
10337369 | 8004494-7310723
10333537 | 8004494-7310724
10439046 | 8004494-7311331
10435161 | 8004494-7313017
10435417 | 8004494-7321668
10436674 | 8004494-7325290
10438890 | 8004494-7358178
10333325 | 8004494-7361860
10340856 | 8004494-7368894
10338730 | 8004494-7368917
10328550 | 8004494-7368949
10332201 | 8004494-7368954
10333977 | 8004494-7368955
11188670 | 8004494-7370810
10334607 | 8004494-7373222
10336897 | 8004494-7381991
10336671 | 8004494-7382001
10339059 | 8004494-7382006
10336603 | 8004494-7382016
11189104 | 8004494-7387986
10826819 | 8004494-7388021
10826784 | 8004494-7388072
10526462 | 8004494-7392278
10526855 | 8004494-7392282
10826189 | 8004494-7397577
10526970 | 8004494-7397578
10768210 | 8004494-7397580
10797136 | 8004494-7397588
10796997 | 8004494-7397607
11188278 | 8004494-7398013
10503680 | 8004494-7400868
10334928 | 8004494-7400869
10334282 | 8004494-7404960
10337162 | 8004494-7404990
10527058 | 8004494-7405229
10329871 | 8004494-7412815
10337344 | 8004494-7425031
10337120 | 8004494-7425466
10451816 | 8004494-7430884
10452206 | 8004494-7431822
10452040 | 8004494-7432041
10383935 | 8004494-7437332
10451590 | 8004494-7444059
10330277 | 8004494-8215500
10330774 | 8004494-8215501
10331272 | 8004494-8231379
10333088 | 8004494-8231383
10338425 | 8004494-8283972
10338455 | 8004494-8283984
10337785 | 8004494-8284074
10335634 | 8004494-8284096
10339472 | 8004494-8284109
10439668 | 8004495-7017189
10432490 | 8004495-7017210
10437404 | 8004495-7153571
10433145 | 8004495-7153753
10778444 | 8004495-7153798
10335959 | 8004495-7171387
10328468 | 8004495-7211641
10451327 | 8004495-7221400
10329408 | 8004495-7277654
10331571 | 8004495-7291150
10435880 | 8004495-7291796
10329500 | 8004495-7295693
10330149 | 8004495-7295708
10333604 | 8004495-7310721
10436682 | 8004495-7325290
10438902 | 8004495-7358178
10333326 | 8004495-7361860
10790370 | 8004495-7368894
10450949 | 8004495-7382001
10339595 | 8004495-7382011
10826816 | 8004495-7388021
10526975 | 8004495-7397580
10797140 | 8004495-7397588
10527065 | 8004495-7405229
10945210 | 8004495-7410078
10452042 | 8004495-7432041
10598205 | 8004495-7444059
10330278 | 8004495-8215500
10330775 | 8004495-8215501
10331274 | 8004495-8231379
10432491 | 8004496-7017210
10433131 | 8004496-7153753
10778524 | 8004496-7153796
10471720 | 8004496-7171393
10451332 | 8004496-7221400
10333601 | 8004496-7310721
10438904 | 8004496-7358178
10340101 | 8004496-7364338
10336675 | 8004496-7382001
10330279 | 8004496-8215500
10330776 | 8004496-8215501
10333327 | 8004497-7361860
11188674 | 8004497-7370810
10334609 | 8004497-7373222
10334930 | 8004497-7400869
10331273 | 8004497-8231379
10451337 | 8004498-7221400
10450966 | 8004498-7382006
11187832 | 8004498-7388049
10333330 | 8004499-7361860
11188671 | 8004499-7370810
11189129 | 8004499-7405229
10337165 | 8004500-7404990
10945362 | 8004500-7465394
10333087 | 8004500-8231383
10333333 | 8004501-7361860
10334932 | 8004501-7400869
10335856 | 8004502-7344369
10334934 | 8004502-7400869
10438300 | 8004504-6802284
10436957 | 8004504-7011444
10328156 | 8004504-7011445
10437017 | 8004504-7011447
10439671 | 8004504-7017189
10432488 | 8004504-7017210
10438008 | 8004504-7085078
10438463 | 8004504-7128425
10438739 | 8004504-7128434
10437751 | 8004504-7153574
10340587 | 8004504-7153749
10433135 | 8004504-7153753
10439324 | 8004504-7153769
10439684 | 8004504-7153771
10778527 | 8004504-7153796
10778448 | 8004504-7153798
10340374 | 8004504-7171375
10438119 | 8004504-7171378
10342008 | 8004504-7171379
10329252 | 8004504-7171380
10335960 | 8004504-7171387
10438848 | 8004504-7179288
10341253 | 8004504-7185643
10333725 | 8004504-7185644
10341329 | 8004504-7185646
10328470 | 8004504-7211641
10525861 | 8004504-7221394
10513189 | 8004504-7221402
10439470 | 8004504-7268332
10341471 | 8004504-7269686
10437219 | 8004504-7273669
10329411 | 8004504-7277654
10328758 | 8004504-7288425
10331568 | 8004504-7291150
10435004 | 8004504-7292807
10433280 | 8004504-7295015
10438475 | 8004504-7295629
10433560 | 8004504-7295699
10330151 | 8004504-7295708
10433210 | 8004504-7295727
10434059 | 8004504-7295731
10336354 | 8004504-7295737
10336048 | 8004504-7295748
10435201 | 8004504-7295768
10436818 | 8004504-7296993
10433985 | 8004504-7298502
10434579 | 8004504-7298503
10333758 | 8004504-7310717
10332568 | 8004504-7310719
10333606 | 8004504-7310721
10337372 | 8004504-7310723
10437503 | 8004504-7312880
10435410 | 8004504-7321668
10436688 | 8004504-7325290
10497178 | 8004504-7341808
10335858 | 8004504-7344369
10988385 | 8004504-7345547
10988525 | 8004504-7345548
10988438 | 8004504-7345549
10988708 | 8004504-7345550
10988664 | 8004504-7345551
10497561 | 8004504-7345555
10497737 | 8004504-7345556
10497680 | 8004504-7345557
10945015 | 8004504-7345558
10634296 | 8004504-7345564
10634377 | 8004504-7345565
10634316 | 8004504-7345566
10634373 | 8004504-7345567
10634414 | 8004504-7345568
10989010 | 8004504-7345570
10989025 | 8004504-7345571
10438916 | 8004504-7358178
10333328 | 8004504-7361860
10790383 | 8004504-7368921
10341368 | 8004504-7368940
10328701 | 8004504-7368945
10329141 | 8004504-7368948
10329149 | 8004504-7368950
10333202 | 8004504-7368951
10331759 | 8004504-7368952
10329568 | 8004504-7368953
10333979 | 8004504-7368955
10334612 | 8004504-7373222
10522138 | 8004504-7383692
10526043 | 8004504-7383695
10526220 | 8004504-7383699
10526334 | 8004504-7390950
10526664 | 8004504-7390964
10452120 | 8004504-7390965
10452467 | 8004504-7390968
10633918 | 8004504-7392263
10526463 | 8004504-7392278
10785353 | 8004504-7392280
10785480 | 8004504-7392281
10526857 | 8004504-7392282
10826506 | 8004504-7392283
10451076 | 8004504-7395026
10768144 | 8004504-7395036
10896998 | 8004504-7395039
10333359 | 8004504-7398013
10503679 | 8004504-7400868
10334936 | 8004504-7400869
10334284 | 8004504-7404960
10337164 | 8004504-7404990
10785650 | 8004504-7410032
10451513 | 8004504-7444059
10435625 | 8004504-8077661
10434908 | 8004504-8077677
10434209 | 8004504-8077678
10330777 | 8004504-8215501
10333090 | 8004504-8231383
10432915 | 8004504-8240433
10496846 | 8004504-8240442
10337598 | 8004504-8240445
10340013 | 8004504-8240448
10335484 | 8004504-8283947
10338454 | 8004504-8283984
10337787 | 8004504-8284074
10335629 | 8004504-8284096
10439660 | 8004505-7017189
10439326 | 8004505-7153769
10438123 | 8004505-7171378
10342011 | 8004505-7171379
10329253 | 8004505-7171380
10328472 | 8004505-7211641
10525859 | 8004505-7221394
10435006 | 8004505-7292807
10433286 | 8004505-7295015
10434063 | 8004505-7295731
10435203 | 8004505-7295768
10497173 | 8004505-7341808
10497700 | 8004505-7345555
10497752 | 8004505-7345556
10944881 | 8004505-7345557
10945016 | 8004505-7345558
10634304 | 8004505-7345564
10634375 | 8004505-7345567
10989005 | 8004505-7345570
10333331 | 8004505-7361860
10339057 | 8004505-7382006
10526336 | 8004505-7390950
10526669 | 8004505-7390964
10768196 | 8004505-7390968
10785482 | 8004505-7392281
10826513 | 8004505-7392283
10826523 | 8004505-7395029
10451820 | 8004505-7430884
10434911 | 8004505-8077677
10337790 | 8004505-8284074
10328158 | 8004506-7011445
10432492 | 8004506-7017210
10328266 | 8004506-7082027
10438012 | 8004506-7085078
10778446 | 8004506-7153798
10329257 | 8004506-7171380
10328474 | 8004506-7211641
10331570 | 8004506-7291150
10435881 | 8004506-7291796
10435008 | 8004506-7292807
10433281 | 8004506-7295015
10433218 | 8004506-7295727
10434066 | 8004506-7295731
10336355 | 8004506-7295737
10336049 | 8004506-7295748
10435205 | 8004506-7295768
10433622 | 8004506-7298501
10471253 | 8004506-7306108
10439265 | 8004506-7307555
10332571 | 8004506-7310719
10337375 | 8004506-7310723
10497172 | 8004506-7341808
10335857 | 8004506-7344369
10988442 | 8004506-7345549
10634483 | 8004506-7345565
10438928 | 8004506-7358178
10333334 | 8004506-7361860
10329570 | 8004506-7368953
10333981 | 8004506-7368955
10336672 | 8004506-7382001
10522139 | 8004506-7383692
10526080 | 8004506-7383695
10785275 | 8004506-7390950
10452464 | 8004506-7390968
10333361 | 8004506-7398013
10334938 | 8004506-7400869
10337167 | 8004506-7404990
10330778 | 8004506-8215501
10496840 | 8004506-8240442
10340015 | 8004506-8240448
10337788 | 8004506-8284074
10432494 | 8004507-7017210
10328270 | 8004507-7082027
10333717 | 8004507-7185644
10328476 | 8004507-7211641
10435882 | 8004507-7291796
10435007 | 8004507-7292807
10434064 | 8004507-7295731
10336050 | 8004507-7295748
10435207 | 8004507-7295768
10471197 | 8004507-7306108
10333337 | 8004507-7361860
10526332 | 8004507-7390950
10333364 | 8004507-7398013
10334919 | 8004507-7400869
10337166 | 8004507-7404990
10527062 | 8004507-7405229
10496837 | 8004507-8240442
10333338 | 8004508-7361860
10334615 | 8004508-7373222
10334922 | 8004508-7400869
10337169 | 8004508-7404990
10340016 | 8004508-8240448
10333340 | 8004509-7361860
10333362 | 8004509-7398013
10334924 | 8004509-7400869
10337168 | 8004509-7404990
10337602 | 8004509-8240445
10334618 | 8004510-7373222
10333365 | 8004510-7398013
10334926 | 8004510-7400869
10337171 | 8004510-7404990
10527068 | 8004510-7405229
10496842 | 8004510-8240442
10331572 | 8004511-7291150
10433562 | 8004511-7295699
10434725 | 8004511-7295762
10435215 | 8004511-7298497
10433626 | 8004511-7298501
10433989 | 8004511-7298502
10434588 | 8004511-7298503
10471203 | 8004511-7306108
10434727 | 8004512-7295762
10435216 | 8004512-7298497
10433630 | 8004512-7298501
10433993 | 8004512-7298502
10471210 | 8004512-7306108
10435422 | 8004512-7321668
10331574 | 8004513-7291150
10433533 | 8004513-7295699
10434729 | 8004513-7295762
10435218 | 8004513-7298497
10433620 | 8004513-7298501
10433996 | 8004513-7298502
10434594 | 8004513-7298503
10471222 | 8004513-7306108
10435413 | 8004513-7321668
10433535 | 8004514-7295699
10434730 | 8004514-7295762
10435220 | 8004514-7298497
10433987 | 8004514-7298502
10434590 | 8004514-7298503
10433624 | 8004515-7298501
10433628 | 8004517-7298501
10433991 | 8004517-7298502
10435607 | 8004530-8077661
10438016 | 8004531-7085078
10438020 | 8004535-7085078
10435615 | 8004535-8077661
10438379 | 8004535-8305049
11187353 | 8004539-7283610
11187409 | 8004539-7344369
10988361 | 8004539-7345547
10988458 | 8004539-7345549
10988583 | 8004539-7345550
10988755 | 8004539-7345551
10944969 | 8004539-7345557
10944965 | 8004539-7345558
10945061 | 8004539-7345564
10945131 | 8004539-7345565
10961939 | 8004539-7345566
10945079 | 8004539-7345567
11187430 | 8004539-7368917
11188936 | 8004539-7383695
11188958 | 8004539-7383699
11187682 | 8004539-7387986
11187634 | 8004539-7388031
11187876 | 8004539-7388049
11187810 | 8004539-7388061
11188976 | 8004539-7388072
11189083 | 8004539-7388073
11189347 | 8004539-7392278
11187968 | 8004539-7392282
11187957 | 8004539-7395026
11188312 | 8004539-7397578
11188298 | 8004539-7398013
11188342 | 8004539-7400868
11189119 | 8004539-7405229
11189500 | 8004539-7405542
11188172 | 8004539-7405559
10945251 | 8004539-7410078
11188074 | 8004539-7433701
11188844 | 8004539-7439248
11189253 | 8004539-7455999
11189422 | 8004539-7456454
11189537 | 8004539-7476183
10988604 | 8004601-7345550
10435610 | 8004637-8077661
10334622 | 8004642-7373222
10452009 | 8004642-7390965
10452428 | 8004642-7390968
10437753 | 8004643-7153574
10329254 | 8004643-7171380
10333720 | 8004643-7185644
10341330 | 8004643-7185646
10340490 | 8004643-7195726
10778614 | 8004643-7221394
10451390 | 8004643-7221400
10329407 | 8004643-7277654
10331576 | 8004643-7291150
10435010 | 8004643-7292807
10433343 | 8004643-7295015
10435209 | 8004643-7295768
10471234 | 8004643-7306108
10333760 | 8004643-7310717
10332569 | 8004643-7310719
10332669 | 8004643-7310722
10337367 | 8004643-7310723
10333538 | 8004643-7310724
10435165 | 8004643-7313017
10435424 | 8004643-7321668
10436696 | 8004643-7325290
10329841 | 8004643-7339340
10336514 | 8004643-7359859
10333342 | 8004643-7361860
10340857 | 8004643-7368894
10338728 | 8004643-7368917
10334614 | 8004643-7368921
10341438 | 8004643-7368940
10328703 | 8004643-7368945
10513158 | 8004643-7368948
10328549 | 8004643-7368949
10333197 | 8004643-7368951
10329563 | 8004643-7368953
10333983 | 8004643-7368955
11188716 | 8004643-7370810
10334611 | 8004643-7373222
10336898 | 8004643-7381991
10336676 | 8004643-7382001
10339060 | 8004643-7382006
10339599 | 8004643-7382011
10522161 | 8004643-7383692
10526084 | 8004643-7383695
10526239 | 8004643-7383699
11187670 | 8004643-7387986
10826624 | 8004643-7388021
11187592 | 8004643-7388031
11187865 | 8004643-7388049
11187804 | 8004643-7388061
10826837 | 8004643-7388072
10785679 | 8004643-7388073
10526545 | 8004643-7390950
10526686 | 8004643-7390964
10452170 | 8004643-7390965
10452289 | 8004643-7390968
10633934 | 8004643-7392263
10526476 | 8004643-7392278
10785392 | 8004643-7392280
10785336 | 8004643-7392281
10526872 | 8004643-7392282
10826536 | 8004643-7392283
10451102 | 8004643-7395026
10826537 | 8004643-7395029
10768193 | 8004643-7395036
10897015 | 8004643-7395039
10826210 | 8004643-7397577
10526716 | 8004643-7397578
10526990 | 8004643-7397580
10797171 | 8004643-7397588
10797044 | 8004643-7397607
10503727 | 8004643-7400868
10503866 | 8004643-7400869
10768038 | 8004643-7404960
10988844 | 8004643-7405542
11188262 | 8004643-7405559
10785674 | 8004643-7410032
10945243 | 8004643-7410078
10329872 | 8004643-7412815
10451238 | 8004643-7424322
10337278 | 8004643-7425031
10451637 | 8004643-7428970
10451833 | 8004643-7430884
10452233 | 8004643-7431822
10452112 | 8004643-7432041
10383952 | 8004643-7437332
10598209 | 8004643-7444059
11189329 | 8004643-7455999
10945386 | 8004643-7465394
10337646 | 8004643-8283940
10438303 | 8004644-6802284
10332410 | 8004644-7011431
10328645 | 8004644-7011442
10432903 | 8004644-7011443
10436959 | 8004644-7011444
10328157 | 8004644-7011445
10437018 | 8004644-7011447
10439665 | 8004644-7017189
10435858 | 8004644-7017207
10432495 | 8004644-7017210
10328267 | 8004644-7082027
10438024 | 8004644-7085078
10333907 | 8004644-7142247
10437408 | 8004644-7153571
10437755 | 8004644-7153574
10340644 | 8004644-7153749
10433136 | 8004644-7153753
10439331 | 8004644-7153769
10778547 | 8004644-7153796
10778452 | 8004644-7153798
10340375 | 8004644-7171375
10438103 | 8004644-7171378
10342014 | 8004644-7171379
10330990 | 8004644-7171385
10330392 | 8004644-7171386
10336043 | 8004644-7171387
10471735 | 8004644-7171393
10438853 | 8004644-7179288
10341255 | 8004644-7185643
10333723 | 8004644-7185644
10341332 | 8004644-7185646
10340494 | 8004644-7195726
10328478 | 8004644-7211641
10525917 | 8004644-7221394
10451396 | 8004644-7221400
10513226 | 8004644-7221402
10341469 | 8004644-7269686
10440194 | 8004644-7273661
10329410 | 8004644-7277654
10331578 | 8004644-7291150
10435883 | 8004644-7291796
10435012 | 8004644-7292807
10433288 | 8004644-7295015
10438476 | 8004644-7295629
10329504 | 8004644-7295693
10433537 | 8004644-7295699
10330152 | 8004644-7295708
10332925 | 8004644-7295716
10330691 | 8004644-7295721
10433228 | 8004644-7295727
10434068 | 8004644-7295731
10336356 | 8004644-7295737
10336051 | 8004644-7295748
10334061 | 8004644-7295751
10436246 | 8004644-7295757
10434732 | 8004644-7295762
10435211 | 8004644-7295768
10435222 | 8004644-7298497
10433632 | 8004644-7298501
10433994 | 8004644-7298502
10434596 | 8004644-7298503
10471240 | 8004644-7306108
10331450 | 8004644-7307014
10439142 | 8004644-7307513
10333759 | 8004644-7310717
10332572 | 8004644-7310719
10333609 | 8004644-7310721
10332671 | 8004644-7310722
10337370 | 8004644-7310723
10333541 | 8004644-7310724
10439048 | 8004644-7311331
10436085 | 8004644-7312843
10435153 | 8004644-7313017
10435427 | 8004644-7321668
10434774 | 8004644-7325290
10329821 | 8004644-7339340
10497230 | 8004644-7341808
10335859 | 8004644-7344369
10988362 | 8004644-7345547
10988531 | 8004644-7345548
10988473 | 8004644-7345549
10988571 | 8004644-7345550
10988822 | 8004644-7345551
10497631 | 8004644-7345555
10497348 | 8004644-7345556
10497776 | 8004644-7345557
10944963 | 8004644-7345558
10634351 | 8004644-7345564
10634394 | 8004644-7345565
10634164 | 8004644-7345566
10634098 | 8004644-7345567
10634489 | 8004644-7345568
10988939 | 8004644-7345570
10989036 | 8004644-7345571
10438938 | 8004644-7358178
10340104 | 8004644-7364338
10340858 | 8004644-7368894
10338732 | 8004644-7368917
10334620 | 8004644-7368921
10341440 | 8004644-7368940
10328705 | 8004644-7368945
10513159 | 8004644-7368948
10328551 | 8004644-7368949
10333199 | 8004644-7368951
10329565 | 8004644-7368953
10332193 | 8004644-7368954
10333978 | 8004644-7368955
10334617 | 8004644-7373222
10522164 | 8004644-7383692
10526090 | 8004644-7383695
10526241 | 8004644-7383699
10826880 | 8004644-7390964
10526874 | 8004644-7392282
10451112 | 8004644-7395026
10826287 | 8004644-7397577
10526707 | 8004644-7397578
10526992 | 8004644-7397580
10797173 | 8004644-7397588
10785681 | 8004644-7410032
10826320 | 8004644-7410050
10329873 | 8004644-7412815
10451241 | 8004644-7424322
10337279 | 8004644-7425031
10337122 | 8004644-7425466
10451639 | 8004644-7428970
10451836 | 8004644-7430884
10452236 | 8004644-7431822
10897059 | 8004644-7432041
11188010 | 8004644-7433701
11188910 | 8004644-7439248
10896913 | 8004644-7440860
10451546 | 8004644-7444059
11189322 | 8004644-7455999
11189417 | 8004644-7456454
11189535 | 8004644-7476183
10434215 | 8004644-8077678
10331189 | 8004644-8206186
10330281 | 8004644-8215500
10330779 | 8004644-8215501
10331278 | 8004644-8231379
10333093 | 8004644-8231383
10432924 | 8004644-8240433
10496860 | 8004644-8240442
10337607 | 8004644-8240445
10340018 | 8004644-8240448
10337647 | 8004644-8283940
10335488 | 8004644-8283947
10338428 | 8004644-8283972
10338457 | 8004644-8283984
10338766 | 8004644-8284054
10337789 | 8004644-8284074
10338206 | 8004644-8284081
10335632 | 8004644-8284096
10339473 | 8004644-8284109
10438381 | 8004644-8305049
10438306 | 8004771-6802284
10328271 | 8004771-7082027
10438028 | 8004771-7085078
10333910 | 8004771-7142247
10340497 | 8004771-7195726
10329508 | 8004771-7295693
10340107 | 8004771-7364338
10340859 | 8004771-7368894
11188710 | 8004771-7370810
10797159 | 8004771-7397588
10785739 | 8004771-7410032
10826317 | 8004771-7410050
10945278 | 8004771-7410078
10434915 | 8004771-8077677
10434213 | 8004771-8077678
10432933 | 8004771-8240433
10335985 | 8004771-8240438
10339369 | 8004771-8240439
10496866 | 8004771-8240442
10337611 | 8004771-8240445
10340017 | 8004771-8240448
10337648 | 8004771-8283940
10335492 | 8004771-8283947
10338431 | 8004771-8283972
10338456 | 8004771-8283984
10337924 | 8004771-8283990
10338763 | 8004771-8284054
10337792 | 8004771-8284074
10338209 | 8004771-8284081
10335635 | 8004771-8284096
10339476 | 8004771-8284109
10438309 | 8004772-6802284
10778377 | 8004772-7195726
10340860 | 8004772-7368894
10336936 | 8004772-7390950
10336702 | 8004772-7390965
10797163 | 8004772-7397588
10435619 | 8004772-8077661
10438233 | 8004773-6802284
10438032 | 8004773-7085078
10333913 | 8004773-7142247
10340501 | 8004773-7195726
10433539 | 8004773-7295699
10340110 | 8004773-7364338
10340861 | 8004773-7368894
11188641 | 8004773-7370810
10796913 | 8004773-7397588
10785577 | 8004773-7410032
10826216 | 8004773-7410050
10945168 | 8004773-7410078
10435613 | 8004773-8077661
10434906 | 8004773-8077677
10434222 | 8004773-8077678
10432943 | 8004773-8240433
10496781 | 8004773-8240442
10337603 | 8004773-8240445
10340019 | 8004773-8240448
10337649 | 8004773-8283940
10335496 | 8004773-8283947
10338434 | 8004773-8283972
10338458 | 8004773-8283984
10337927 | 8004773-8283990
10338765 | 8004773-8284054
10337795 | 8004773-8284074
10338212 | 8004773-8284081
10335637 | 8004773-8284096
10339479 | 8004773-8284109
10438230 | 8004774-6802284
10438036 | 8004774-7085078
10333908 | 8004774-7142247
10340505 | 8004774-7195726
10340108 | 8004774-7364338
10340862 | 8004774-7368894
11188431 | 8004774-7370810
10797192 | 8004774-7397588
10785718 | 8004774-7410032
10826389 | 8004774-7410050
10945260 | 8004774-7410078
10434909 | 8004774-8077677
10434235 | 8004774-8077678
10432955 | 8004774-8240433
10496897 | 8004774-8240442
10337606 | 8004774-8240445
10340020 | 8004774-8240448
10337650 | 8004774-8283940
10335500 | 8004774-8283947
10338427 | 8004774-8283972
10338463 | 8004774-8283984
10337930 | 8004774-8283990
10338772 | 8004774-8284054
10337797 | 8004774-8284074
10338215 | 8004774-8284081
10335640 | 8004774-8284096
10339482 | 8004774-8284109
10438236 | 8004775-6802284
10438040 | 8004775-7085078
10333911 | 8004775-7142247
10340509 | 8004775-7195726
10340111 | 8004775-7364338
10340863 | 8004775-7368894
11188633 | 8004775-7370810
10796902 | 8004775-7397588
10785576 | 8004775-7410032
10826190 | 8004775-7410050
10945192 | 8004775-7410078
10434914 | 8004775-8077677
10434230 | 8004775-8077678
10432960 | 8004775-8240433
10496786 | 8004775-8240442
10337604 | 8004775-8240445
10337651 | 8004775-8283940
10335504 | 8004775-8283947
10338430 | 8004775-8283972
10338460 | 8004775-8283984
10337933 | 8004775-8283990
10338767 | 8004775-8284054
10337800 | 8004775-8284074
10338218 | 8004775-8284081
10335642 | 8004775-8284096
10339475 | 8004775-8284109
10438239 | 8004776-6802284
10438044 | 8004776-7085078
10340498 | 8004776-7195726
10436012 | 8004776-7228760
10340114 | 8004776-7364338
10340864 | 8004776-7368894
11188632 | 8004776-7370810
10526282 | 8004776-7390950
10796900 | 8004776-7397588
10785572 | 8004776-7410032
10826196 | 8004776-7410050
10435621 | 8004776-8077661
10434916 | 8004776-8077677
10434224 | 8004776-8077678
10432965 | 8004776-8240433
10496783 | 8004776-8240442
10337608 | 8004776-8240445
10340022 | 8004776-8240448
10337652 | 8004776-8283940
10335495 | 8004776-8283947
10338433 | 8004776-8283972
10338464 | 8004776-8283984
10338769 | 8004776-8284054
10337803 | 8004776-8284074
10335644 | 8004776-8284096
10339477 | 8004776-8284109
10329512 | 8004777-7295693
10340117 | 8004777-7364338
10340865 | 8004777-7368894
10796904 | 8004777-7397588
10785578 | 8004777-7410032
10826337 | 8004777-7410050
10434238 | 8004777-8077678
10432898 | 8004777-8240433
10337840 | 8004777-8284074
10437674 | 8004778-6802284
10438048 | 8004778-7085078
10340502 | 8004778-7195726
10329502 | 8004778-7295693
10340113 | 8004778-7364338
10340866 | 8004778-7368894
11188428 | 8004778-7370810
10797202 | 8004778-7397588
10785723 | 8004778-7410032
10826354 | 8004778-7410050
10435624 | 8004778-8077661
10434907 | 8004778-8077677
10434247 | 8004778-8077678
10432906 | 8004778-8240433
10496890 | 8004778-8240442
10337605 | 8004778-8240445
10337653 | 8004778-8283940
10338770 | 8004778-8284054
10337841 | 8004778-8284074
10335645 | 8004778-8284096
10525906 | 8004807-7221394
10451302 | 8004807-7221400
10439669 | 8005015-7017189
10435631 | 8005015-8077661
10338459 | 8005015-8283984
10339481 | 8005015-8284109
10435628 | 8005021-8077661
10339483 | 8005024-8284109
10339474 | 8005029-8284109
10340378 | 8005120-7171375
10333344 | 8005120-7361860
10331761 | 8005120-7368952
11189584 | 8005120-7370810
10334623 | 8005120-7373222
10503785 | 8005120-7400868
10334290 | 8005120-7404960
10337174 | 8005120-7404990
10527171 | 8005120-7405229
10340116 | 8005122-7364338
10340867 | 8005122-7368894
10796950 | 8005122-7397588
10437675 | 8005123-6802284
10332414 | 8005123-7011431
10328947 | 8005123-7011442
10432910 | 8005123-7011443
10436962 | 8005123-7011444
10328159 | 8005123-7011445
10437019 | 8005123-7011447
10439672 | 8005123-7017189
10435860 | 8005123-7017207
10432496 | 8005123-7017210
10328268 | 8005123-7082027
10438465 | 8005123-7128425
10438624 | 8005123-7128432
10438750 | 8005123-7128434
10333914 | 8005123-7142247
10437405 | 8005123-7153571
10437757 | 8005123-7153574
10340591 | 8005123-7153749
10433141 | 8005123-7153753
10439329 | 8005123-7153769
10439689 | 8005123-7153771
10778410 | 8005123-7153796
10778336 | 8005123-7153798
10340381 | 8005123-7171375
10329258 | 8005123-7171380
10330992 | 8005123-7171385
10330394 | 8005123-7171386
10336036 | 8005123-7171387
10471740 | 8005123-7171393
10438858 | 8005123-7179288
10341258 | 8005123-7185643
10333726 | 8005123-7185644
10341546 | 8005123-7185646
10340499 | 8005123-7195726
10328480 | 8005123-7211641
10525816 | 8005123-7221394
10451266 | 8005123-7221400
10513164 | 8005123-7221402
10436014 | 8005123-7228760
10439954 | 8005123-7238726
10439471 | 8005123-7268332
10341472 | 8005123-7269686
10440198 | 8005123-7273661
10437223 | 8005123-7273669
10329413 | 8005123-7277654
10328759 | 8005123-7288425
10331573 | 8005123-7291150
10435887 | 8005123-7291796
10435014 | 8005123-7292807
10433296 | 8005123-7295015
10438477 | 8005123-7295629
10329506 | 8005123-7295693
10433541 | 8005123-7295699
10330153 | 8005123-7295708
10332927 | 8005123-7295716
10330692 | 8005123-7295721
10433237 | 8005123-7295727
10434070 | 8005123-7295731
10336357 | 8005123-7295737
10336052 | 8005123-7295748
10334062 | 8005123-7295751
10436242 | 8005123-7295757
10434734 | 8005123-7295762
10435213 | 8005123-7295768
10436822 | 8005123-7296993
10435224 | 8005123-7298497
10433627 | 8005123-7298501
10433998 | 8005123-7298502
10434603 | 8005123-7298503
10471248 | 8005123-7306108
10331451 | 8005123-7307014
10439147 | 8005123-7307513
10439267 | 8005123-7307555
10471243 | 8005123-7309902
10333761 | 8005123-7310717
10332574 | 8005123-7310719
10332674 | 8005123-7310722
10337373 | 8005123-7310723
10333542 | 8005123-7310724
10439050 | 8005123-7311331
10436086 | 8005123-7312843
10437507 | 8005123-7312880
10435157 | 8005123-7313017
10435438 | 8005123-7321668
10434775 | 8005123-7325290
10329824 | 8005123-7339340
10335860 | 8005123-7344369
10438907 | 8005123-7358178
10336519 | 8005123-7359859
10333329 | 8005123-7361860
10340119 | 8005123-7364338
10340868 | 8005123-7368894
10338736 | 8005123-7368917
10334631 | 8005123-7368921
10341369 | 8005123-7368940
10328707 | 8005123-7368945
10329142 | 8005123-7368948
10328552 | 8005123-7368949
10329150 | 8005123-7368950
10333201 | 8005123-7368951
10331762 | 8005123-7368952
10329567 | 8005123-7368953
10332196 | 8005123-7368954
10333980 | 8005123-7368955
10334627 | 8005123-7373222
10336899 | 8005123-7381991
10336673 | 8005123-7382001
10339061 | 8005123-7382006
10339588 | 8005123-7382011
10339629 | 8005123-7382016
10522219 | 8005123-7383692
10526002 | 8005123-7383695
10526156 | 8005123-7383699
11189026 | 8005123-7387986
10826732 | 8005123-7388021
11187717 | 8005123-7388031
11187507 | 8005123-7388049
11187825 | 8005123-7388061
10826680 | 8005123-7388072
10785516 | 8005123-7388073
10526208 | 8005123-7390950
10526611 | 8005123-7390964
10452352 | 8005123-7390965
10452398 | 8005123-7390968
10633863 | 8005123-7392263
10526407 | 8005123-7392278
10785279 | 8005123-7392280
10785492 | 8005123-7392281
10526806 | 8005123-7392282
10826444 | 8005123-7392283
10451032 | 8005123-7395026
10826262 | 8005123-7395029
10768073 | 8005123-7395036
10896990 | 8005123-7395039
10826400 | 8005123-7397577
10526921 | 8005123-7397578
10526750 | 8005123-7397580
10796897 | 8005123-7397588
10796986 | 8005123-7397607
10333363 | 8005123-7398013
10503784 | 8005123-7400868
10334921 | 8005123-7400869
10334291 | 8005123-7404960
10337177 | 8005123-7404990
10527168 | 8005123-7405229
10988832 | 8005123-7405542
11188176 | 8005123-7405559
10785554 | 8005123-7410032
10826177 | 8005123-7410050
10945158 | 8005123-7410078
10329874 | 8005123-7412815
10451163 | 8005123-7424322
10337281 | 8005123-7425031
10337124 | 8005123-7425466
10451496 | 8005123-7428970
10451681 | 8005123-7430884
10452107 | 8005123-7431822
10451930 | 8005123-7432041
11188129 | 8005123-7433701
10383901 | 8005123-7437332
11188491 | 8005123-7439248
10896940 | 8005123-7440860
10451704 | 8005123-7444059
11188717 | 8005123-7455999
11189302 | 8005123-7456454
10945309 | 8005123-7465394
11189172 | 8005123-7476183
10434910 | 8005123-8077677
10331192 | 8005123-8206186
10330284 | 8005123-8215500
10330780 | 8005123-8215501
10331280 | 8005123-8231379
10333096 | 8005123-8231383
10432922 | 8005123-8240433
10496769 | 8005123-8240442
10337609 | 8005123-8240445
10340024 | 8005123-8240448
10337654 | 8005123-8283940
10335499 | 8005123-8283947
10338436 | 8005123-8283972
10338462 | 8005123-8283984
10337925 | 8005123-8283990
10338774 | 8005123-8284054
10337791 | 8005123-8284074
10338221 | 8005123-8284081
10335636 | 8005123-8284096
10339478 | 8005123-8284109
10432914 | 8005126-7011443
10340373 | 8005126-7171375
10438107 | 8005126-7171378
10342041 | 8005126-7171379
10330396 | 8005126-7171386
10333733 | 8005126-7185644
10341547 | 8005126-7185646
10497193 | 8005126-7341808
10988302 | 8005126-7345547
10988490 | 8005126-7345548
10988409 | 8005126-7345549
10988676 | 8005126-7345550
10988638 | 8005126-7345551
10497375 | 8005126-7345555
10497590 | 8005126-7345556
10497492 | 8005126-7345557
10944992 | 8005126-7345558
10634139 | 8005126-7345564
10634458 | 8005126-7345565
10634166 | 8005126-7345566
10634326 | 8005126-7345567
10634208 | 8005126-7345568
10988884 | 8005126-7345570
10988985 | 8005126-7345571
10340122 | 8005126-7364338
10340869 | 8005126-7368894
10328553 | 8005126-7368949
10333203 | 8005126-7368951
10513272 | 8005126-7368954
10452353 | 8005126-7390965
10452397 | 8005126-7390968
10503793 | 8005126-7400868
10334281 | 8005126-7404960
10451933 | 8005126-7432041
10434913 | 8005126-8077677
10434260 | 8005126-8077678
10333086 | 8005126-8231383
10496773 | 8005126-8240442
10328272 | 8005208-7082027
10340503 | 8005208-7195726
10340120 | 8005208-7364338
10340870 | 8005208-7368894
10797190 | 8005208-7397588
10785705 | 8005208-7410032
10826352 | 8005208-7410050
10434265 | 8005208-8077678
10338432 | 8005208-8283972
10338461 | 8005208-8283984
10337793 | 8005208-8284074
10339480 | 8005208-8284109
10328269 | 8005209-7082027
10778380 | 8005209-7195726
11188551 | 8005209-7370810
10526572 | 8005209-7390950
10452263 | 8005209-7390965
10434917 | 8005209-8077677
10434271 | 8005209-8077678
10432932 | 8005209-8240433
10496888 | 8005209-8240442
10337610 | 8005209-8240445
10340026 | 8005209-8240448
10337655 | 8005209-8283940
10335503 | 8005209-8283947
10338778 | 8005209-8284054
10335638 | 8005209-8284096
10432499 | 8005847-7017210
10434281 | 8005847-8077678
10437676 | 8005875-6802284
10337658 | 8005875-8283940
10337929 | 8005875-8283990
10339484 | 8005875-8284109
10437677 | 8005888-6802284
10333912 | 8005888-7142247
10434284 | 8005888-8077678
10337742 | 8005888-8283940
10338465 | 8005888-8283984
10337931 | 8005888-8283990
10339485 | 8005888-8284109
10333916 | 8005889-7142247
10437678 | 8005890-6802284
10435862 | 8005890-7017207
10333920 | 8005890-7142247
10433139 | 8005890-7153753
10336995 | 8005890-7214853
10336996 | 8005890-7217373
10434075 | 8005890-7295731
10432475 | 8005890-7298501
10333762 | 8005890-7310717
10340123 | 8005890-7364338
10340871 | 8005890-7368894
10797216 | 8005890-7397588
10785749 | 8005890-7410032
10826333 | 8005890-7410050
10435634 | 8005890-8077661
10434240 | 8005890-8077678
10330280 | 8005890-8215500
10337743 | 8005890-8283940
10335507 | 8005890-8283947
10338435 | 8005890-8283972
10338466 | 8005890-8283984
10337935 | 8005890-8283990
10338782 | 8005890-8284054
10337796 | 8005890-8284074
10338224 | 8005890-8284081
10335639 | 8005890-8284096
10339486 | 8005890-8284109
10437679 | 8005891-6802284
10432512 | 8005891-7011444
10437020 | 8005891-7011447
10435864 | 8005891-7017207
10433146 | 8005891-7153753
10438868 | 8005891-7179288
10336997 | 8005891-7214853
10432501 | 8005891-7292807
10433290 | 8005891-7295015
10433543 | 8005891-7295699
10433212 | 8005891-7295727
10434073 | 8005891-7295731
10434736 | 8005891-7295762
10432480 | 8005891-7295768
10435226 | 8005891-7298497
10432476 | 8005891-7298501
10434002 | 8005891-7298502
10432474 | 8005891-7298503
10340126 | 8005891-7364338
10340872 | 8005891-7368894
10797218 | 8005891-7397588
10785688 | 8005891-7410032
10826328 | 8005891-7410050
10434256 | 8005891-8077678
10337657 | 8005891-8283940
10335497 | 8005891-8283947
10338437 | 8005891-8283972
10338046 | 8005891-8283990
10338768 | 8005891-8284054
10337794 | 8005891-8284074
10338204 | 8005891-8284081
10339489 | 8005891-8284109
10437680 | 8005892-6802284
10436964 | 8005892-7011444
10437021 | 8005892-7011447
10432505 | 8005892-7292807
10434738 | 8005892-7295762
10435228 | 8005892-7298497
10433631 | 8005892-7298501
10434007 | 8005892-7298502
10432478 | 8005892-7298503
10340873 | 8005892-7368894
10797175 | 8005892-7397588
10785692 | 8005892-7410032
10337660 | 8005892-8283940
10335501 | 8005892-8283947
10437681 | 8005893-6802284
10328273 | 8005893-7082027
10438051 | 8005893-7085078
10333924 | 8005893-7142247
10340507 | 8005893-7195726
10340128 | 8005893-7364338
10340874 | 8005893-7368894
11188653 | 8005893-7370810
10336939 | 8005893-7390950
10336706 | 8005893-7390965
10796949 | 8005893-7397588
10785622 | 8005893-7410032
10826268 | 8005893-7410050
10945197 | 8005893-7410078
10434918 | 8005893-8077677
10434264 | 8005893-8077678
10432941 | 8005893-8240433
10335980 | 8005893-8240438
10339371 | 8005893-8240439
10496810 | 8005893-8240442
10337615 | 8005893-8240445
10340021 | 8005893-8240448
10337656 | 8005893-8283940
10335505 | 8005893-8283947
10338438 | 8005893-8283972
10338470 | 8005893-8283984
10338047 | 8005893-8283990
10338771 | 8005893-8284054
10337798 | 8005893-8284074
10338207 | 8005893-8284081
10335641 | 8005893-8284096
10339492 | 8005893-8284109
10437682 | 8005894-6802284
10328274 | 8005894-7082027
10340511 | 8005894-7195726
10329510 | 8005894-7295693
10340875 | 8005894-7368894
10796933 | 8005894-7397588
10434921 | 8005894-8077677
10432951 | 8005894-8240433
10335982 | 8005894-8240438
10339370 | 8005894-8240439
10337659 | 8005894-8283940
10335509 | 8005894-8283947
10337846 | 8005894-8283972
10338773 | 8005894-8284054
10335643 | 8005894-8284096
10437683 | 8005895-6802284
10435629 | 8005896-8077661
10340500 | 8005904-7195726
10340130 | 8005904-7364338
10340876 | 8005904-7368894
10797176 | 8005904-7397588
10785684 | 8005904-7410032
10826330 | 8005904-7410050
10945246 | 8005904-7410078
10434926 | 8005904-8077677
10434252 | 8005904-8077678
10335498 | 8005904-8283947
10337847 | 8005904-8283972
10338468 | 8005904-8283984
10337799 | 8005904-8284074
10340877 | 8005905-7368894
10796916 | 8005905-7397588
10826226 | 8005905-7410050
10437903 | 8005907-6802284
10432500 | 8005907-7017210
10328278 | 8005907-7082027
10438055 | 8005907-7085078
10333929 | 8005907-7142247
10340504 | 8005907-7195726
10436016 | 8005907-7228760
10329514 | 8005907-7295693
10340132 | 8005907-7364338
10340878 | 8005907-7368894
11188701 | 8005907-7370810
10526303 | 8005907-7390950
10452046 | 8005907-7390965
10796944 | 8005907-7397588
10785641 | 8005907-7410032
10826258 | 8005907-7410050
10945195 | 8005907-7410078
10435636 | 8005907-8077661
10434929 | 8005907-8077677
10434262 | 8005907-8077678
10333089 | 8005907-8231383
10432958 | 8005907-8240433
10496806 | 8005907-8240442
10337619 | 8005907-8240445
10340023 | 8005907-8240448
10337661 | 8005907-8283940
10335502 | 8005907-8283947
10337848 | 8005907-8283972
10338471 | 8005907-8283984
10338048 | 8005907-8283990
10338777 | 8005907-8284054
10337802 | 8005907-8284074
10338210 | 8005907-8284081
10337946 | 8005907-8284096
10339488 | 8005907-8284109
10437905 | 8005908-6802284
10438059 | 8005908-7085078
10333932 | 8005908-7142247
10340508 | 8005908-7195726
10436018 | 8005908-7228760
10340133 | 8005908-7364338
10340879 | 8005908-7368894
11188690 | 8005908-7370810
10797165 | 8005908-7397588
10785661 | 8005908-7410032
10826310 | 8005908-7410050
10945226 | 8005908-7410078
10435632 | 8005908-8077661
10434919 | 8005908-8077677
10434270 | 8005908-8077678
10432963 | 8005908-8240433
10496852 | 8005908-8240442
10337623 | 8005908-8240445
10340025 | 8005908-8240448
10337664 | 8005908-8283940
10335506 | 8005908-8283947
10337849 | 8005908-8283972
10338467 | 8005908-8283984
10338049 | 8005908-8283990
10338775 | 8005908-8284054
10337801 | 8005908-8284074
10338213 | 8005908-8284081
10337947 | 8005908-8284096
10339490 | 8005908-8284109
10437906 | 8005909-6802284
10432521 | 8005909-7017210
10328276 | 8005909-7082027
10438061 | 8005909-7085078
10333937 | 8005909-7142247
10340512 | 8005909-7195726
10436020 | 8005909-7228760
10329503 | 8005909-7295693
10340135 | 8005909-7364338
10340880 | 8005909-7368894
11188678 | 8005909-7370810
10797151 | 8005909-7397588
10785652 | 8005909-7410032
10826339 | 8005909-7410050
10945282 | 8005909-7410078
10434923 | 8005909-8077677
10434278 | 8005909-8077678
10432928 | 8005909-8240433
10496851 | 8005909-8240442
10337612 | 8005909-8240445
10340027 | 8005909-8240448
10337662 | 8005909-8283940
10335510 | 8005909-8283947
10337850 | 8005909-8283972
10338472 | 8005909-8283984
10338050 | 8005909-8283990
10338779 | 8005909-8284054
10337804 | 8005909-8284074
10338214 | 8005909-8284081
10337948 | 8005909-8284096
10339494 | 8005909-8284109
10437684 | 8005911-6802284
10438064 | 8005911-7085078
10340506 | 8005911-7195726
10436022 | 8005911-7228760
10340121 | 8005911-7364338
10340881 | 8005911-7368894
11188644 | 8005911-7370810
10526298 | 8005911-7390950
10796929 | 8005911-7397588
10785570 | 8005911-7410032
10826228 | 8005911-7410050
10945175 | 8005911-7410078
10434927 | 8005911-8077677
10434268 | 8005911-8077678
10432937 | 8005911-8240433
10496795 | 8005911-8240442
10337617 | 8005911-8240445
10340028 | 8005911-8240448
10337663 | 8005911-8283940
10335508 | 8005911-8283947
10337851 | 8005911-8283972
10338469 | 8005911-8283984
10338051 | 8005911-8283990
10338776 | 8005911-8284054
10337842 | 8005911-8284074
10338217 | 8005911-8284081
10337949 | 8005911-8284096
10339496 | 8005911-8284109
10437685 | 8005912-6802284
10333941 | 8005912-7142247
10340124 | 8005912-7364338
10340882 | 8005912-7368894
10797194 | 8005912-7397588
10785714 | 8005912-7410032
10826353 | 8005912-7410050
10945287 | 8005912-7410078
10337666 | 8005912-8283940
10335513 | 8005912-8283947
10337852 | 8005912-8283972
10338473 | 8005912-8283984
10338052 | 8005912-8283990
10338780 | 8005912-8284054
10337843 | 8005912-8284074
10338220 | 8005912-8284081
10337950 | 8005912-8284096
10339487 | 8005912-8284109
10437687 | 8005913-6802284
10438068 | 8005913-7085078
10438072 | 8005914-7085078
10437409 | 8005914-7153571
10340510 | 8005914-7195726
10435640 | 8005914-8077661
10434931 | 8005914-8077677
10432948 | 8005914-8240433
10496869 | 8005914-8240442
10340030 | 8005914-8240448
10437686 | 8005915-6802284
10438076 | 8005915-7085078
10340513 | 8005915-7195726
10340883 | 8005915-7368894
10796928 | 8005915-7397588
10434920 | 8005915-8077677
10434274 | 8005915-8077678
10338474 | 8005915-8283984
10339491 | 8005915-8284109
10437688 | 8005916-6802284
10778367 | 8005916-7195726
10340127 | 8005916-7364338
10340884 | 8005916-7368894
11188682 | 8005916-7370810
10526527 | 8005916-7390950
10452111 | 8005916-7390965
10797155 | 8005916-7397588
10435647 | 8005916-8077661
10333091 | 8005916-8231383
10496855 | 8005916-8240442
10335516 | 8005916-8283947
10437689 | 8005917-6802284
10438080 | 8005917-7085078
10340517 | 8005917-7195726
10436024 | 8005917-7228760
10340129 | 8005917-7364338
10340885 | 8005917-7368894
11188395 | 8005917-7370810
10526553 | 8005917-7390950
10797211 | 8005917-7397588
10785747 | 8005917-7410032
10826327 | 8005917-7410050
10945248 | 8005917-7410078
10435658 | 8005917-8077661
10434924 | 8005917-8077677
10434282 | 8005917-8077678
10432956 | 8005917-8240433
10496874 | 8005917-8240442
10337621 | 8005917-8240445
10340032 | 8005917-8240448
10337665 | 8005917-8283940
10335520 | 8005917-8283947
10337853 | 8005917-8283972
10338478 | 8005917-8283984
10338053 | 8005917-8283990
10338781 | 8005917-8284054
10337844 | 8005917-8284074
10338223 | 8005917-8284081
10337951 | 8005917-8284096
10339493 | 8005917-8284109
10437690 | 8005918-6802284
10778370 | 8005918-7195726
10329505 | 8005918-7295693
10433545 | 8005918-7295699
10340886 | 8005918-7368894
10797152 | 8005918-7397588
10434928 | 8005918-8077677
10432962 | 8005918-8240433
10337667 | 8005918-8283940
10335511 | 8005918-8283947
10337854 | 8005918-8283972
10337952 | 8005918-8284096
10437692 | 8005919-6802284
10333092 | 8005919-8231383
10435638 | 8005920-8077661
10497624 | 8005933-7345557
10328709 | 8005933-7368945
10450931 | 8005933-7368955
10826480 | 8005933-7392283
10527054 | 8005933-7405229
10452369 | 8005933-8231383
10333332 | 8005960-7361860
10340131 | 8005960-7364338
10340887 | 8005960-7368894
10328711 | 8005960-7368945
10333982 | 8005960-7368955
10334635 | 8005960-7373222
10336900 | 8005960-7381991
10336677 | 8005960-7382001
10339064 | 8005960-7382006
10339592 | 8005960-7382011
10336605 | 8005960-7382016
11189048 | 8005960-7387986
10826759 | 8005960-7388021
11187464 | 8005960-7388031
11187542 | 8005960-7388049
10826714 | 8005960-7388072
10785591 | 8005960-7388073
10796907 | 8005960-7397588
10797037 | 8005960-7397607
10333366 | 8005960-7398013
10334923 | 8005960-7400869
10334285 | 8005960-7404960
10337170 | 8005960-7404990
10527191 | 8005960-7405229
11188189 | 8005960-7405559
10785579 | 8005960-7410032
10826242 | 8005960-7410050
10329875 | 8005960-7412815
10451181 | 8005960-7424322
10337283 | 8005960-7425031
10337126 | 8005960-7425466
10451504 | 8005960-7428970
10451802 | 8005960-7430884
10452135 | 8005960-7431822
10451956 | 8005960-7432041
11188143 | 8005960-7433701
10383916 | 8005960-7437332
11188521 | 8005960-7439248
10451731 | 8005960-7444059
11188736 | 8005960-7455999
11189319 | 8005960-7456454
10945329 | 8005960-7465394
11189218 | 8005960-7476183
10435646 | 8005960-8077661
10471247 | 8005961-7309902
10768037 | 8005961-7398013
10334925 | 8005961-7400869
10451506 | 8005961-7428970
10332405 | 8005962-7011431
10432931 | 8005962-7011443
10436965 | 8005962-7011444
10328160 | 8005962-7011445
10437022 | 8005962-7011447
10439670 | 8005962-7017189
10435866 | 8005962-7017207
10432506 | 8005962-7017210
10437410 | 8005962-7153571
10437754 | 8005962-7153574
10340589 | 8005962-7153749
10433150 | 8005962-7153753
10439332 | 8005962-7153769
10778488 | 8005962-7153796
10778352 | 8005962-7153798
10340439 | 8005962-7171375
10438118 | 8005962-7171378
10342042 | 8005962-7171379
10329255 | 8005962-7171380
10330995 | 8005962-7171385
10330398 | 8005962-7171386
10336038 | 8005962-7171387
10471753 | 8005962-7171393
10438872 | 8005962-7179288
10333736 | 8005962-7185644
10341645 | 8005962-7185646
10328482 | 8005962-7211641
10525860 | 8005962-7221394
10451346 | 8005962-7221400
10513202 | 8005962-7221402
10341473 | 8005962-7269686
10440231 | 8005962-7273661
10329416 | 8005962-7277654
10331575 | 8005962-7291150
10435884 | 8005962-7291796
10435009 | 8005962-7292807
10433299 | 8005962-7295015
10433547 | 8005962-7295699
10330154 | 8005962-7295708
10330693 | 8005962-7295721
10433221 | 8005962-7295727
10434077 | 8005962-7295731
10334063 | 8005962-7295751
10434740 | 8005962-7295762
10435217 | 8005962-7295768
10471254 | 8005962-7306108
10439150 | 8005962-7307513
10436088 | 8005962-7312843
10437502 | 8005962-7312880
10435160 | 8005962-7313017
10434776 | 8005962-7325290
10497250 | 8005962-7341808
10988316 | 8005962-7345547
10988502 | 8005962-7345548
10988423 | 8005962-7345549
10988689 | 8005962-7345550
10988652 | 8005962-7345551
10497445 | 8005962-7345555
10497645 | 8005962-7345556
10497538 | 8005962-7345557
10945001 | 8005962-7345558
10634224 | 8005962-7345564
10634192 | 8005962-7345566
10634361 | 8005962-7345567
10634261 | 8005962-7345568
10988902 | 8005962-7345570
10989012 | 8005962-7345571
10438919 | 8005962-7358178
10340134 | 8005962-7364338
10790363 | 8005962-7368894
10341371 | 8005962-7368940
10513150 | 8005962-7368948
10328554 | 8005962-7368949
10513281 | 8005962-7368952
10329569 | 8005962-7368953
10333984 | 8005962-7368955
10334613 | 8005962-7373222
10336679 | 8005962-7382001
10768031 | 8005962-7383692
10526019 | 8005962-7383695
10789843 | 8005962-7383699
11187466 | 8005962-7388031
10526280 | 8005962-7390950
10526631 | 8005962-7390964
10452004 | 8005962-7390965
10452430 | 8005962-7390968
10633883 | 8005962-7392263
10526425 | 8005962-7392278
10785296 | 8005962-7392280
10785449 | 8005962-7392281
10526823 | 8005962-7392282
10826581 | 8005962-7392283
10451049 | 8005962-7395026
10826299 | 8005962-7395029
10768100 | 8005962-7395036
10897030 | 8005962-7395039
10826412 | 8005962-7397577
10526933 | 8005962-7397578
10526767 | 8005962-7397580
10796908 | 8005962-7397588
11188191 | 8005962-7405559
10785563 | 8005962-7410032
10945171 | 8005962-7410078
10451592 | 8005962-7428970
10451948 | 8005962-7432041
10434932 | 8005962-8077677
10331239 | 8005962-8206186
10330282 | 8005962-8215500
10330781 | 8005962-8215501
10331275 | 8005962-8231379
10333095 | 8005962-8231383
10432967 | 8005962-8240433
10496784 | 8005962-8240442
10340034 | 8005962-8240448
10335515 | 8005962-8283947
10337855 | 8005962-8283972
10338475 | 8005962-8283984
10338054 | 8005962-8283990
10338785 | 8005962-8284054
10337845 | 8005962-8284074
10338216 | 8005962-8284081
10337953 | 8005962-8284096
10339495 | 8005962-8284109
10897070 | 8005971-7395039
10340888 | 8005989-7368894
10797122 | 8005989-7397588
10340136 | 8005990-7364338
10340889 | 8005990-7368894
10797124 | 8005990-7397588
10785627 | 8005990-7410032
10826284 | 8005990-7410050
10945204 | 8005990-7410078
10340137 | 8005991-7364338
10340890 | 8005991-7368894
10797126 | 8005991-7397588
10768222 | 8006002-7307923
10471250 | 8006002-7309902
11188661 | 8006002-7370810
10896954 | 8006002-7425031
10896909 | 8006002-7432041
11159693 | 8006002-7444378
11189204 | 8006002-7476183
10435642 | 8006002-8077661
10336988 | 8006002-8215503
10337805 | 8006002-8284074
10768224 | 8006003-7307923
11188665 | 8006003-7370810
10437691 | 8006006-6802284
10333915 | 8006006-7142247
10340138 | 8006006-7364338
10340891 | 8006006-7368894
10797198 | 8006006-7397588
10785719 | 8006006-7410032
10945289 | 8006006-7410078
10338055 | 8006006-8283990
10338788 | 8006006-8284054
10337808 | 8006006-8284074
10338219 | 8006006-8284081
10438466 | 8006007-7128425
10438625 | 8006007-7128432
10438753 | 8006007-7128434
10433154 | 8006007-7153753
10340520 | 8006007-7195726
10439958 | 8006007-7238726
10439460 | 8006007-7268332
10440235 | 8006007-7273661
10329419 | 8006007-7277654
10331577 | 8006007-7291150
10435886 | 8006007-7291796
10435011 | 8006007-7292807
10433295 | 8006007-7295015
10438478 | 8006007-7295629
10329509 | 8006007-7295693
10433549 | 8006007-7295699
10330155 | 8006007-7295708
10332929 | 8006007-7295716
10330694 | 8006007-7295721
10433224 | 8006007-7295727
10434078 | 8006007-7295731
10336358 | 8006007-7295737
10336054 | 8006007-7295748
10334064 | 8006007-7295751
10436247 | 8006007-7295757
10434742 | 8006007-7295762
10435208 | 8006007-7295768
10435229 | 8006007-7298497
10433635 | 8006007-7298501
10434011 | 8006007-7298502
10434602 | 8006007-7298503
10471255 | 8006007-7306108
10331452 | 8006007-7307014
10439154 | 8006007-7307513
10333764 | 8006007-7310717
10332577 | 8006007-7310719
10333613 | 8006007-7310721
10332670 | 8006007-7310722
10337376 | 8006007-7310723
10333543 | 8006007-7310724
10439052 | 8006007-7311331
10436087 | 8006007-7312843
10435164 | 8006007-7313017
10435429 | 8006007-7321668
10434778 | 8006007-7325290
10335863 | 8006007-7344369
10438929 | 8006007-7358178
10333335 | 8006007-7361860
10329571 | 8006007-7368953
10337740 | 8006007-8283940
10339773 | 8006008-7335354
10438083 | 8006009-7085078
10333919 | 8006009-7142247
10434286 | 8006009-8077678
10337741 | 8006009-8283940
10335518 | 8006009-8283947
10338056 | 8006009-8283990
10338792 | 8006009-8284054
10337806 | 8006009-8284074
10339497 | 8006009-8284109
10438468 | 8006010-7128425
10438758 | 8006010-7128434
10433147 | 8006010-7153753
10439692 | 8006010-7153771
10340524 | 8006010-7195726
10439462 | 8006010-7268332
10440206 | 8006010-7273661
10437226 | 8006010-7273669
10329422 | 8006010-7277654
10331579 | 8006010-7291150
10435885 | 8006010-7291796
10435013 | 8006010-7292807
10433302 | 8006010-7295015
10438479 | 8006010-7295629
10329513 | 8006010-7295693
10433551 | 8006010-7295699
10330158 | 8006010-7295708
10332931 | 8006010-7295716
10330695 | 8006010-7295721
10433235 | 8006010-7295727
10434082 | 8006010-7295731
10336359 | 8006010-7295737
10336053 | 8006010-7295748
10334065 | 8006010-7295751
10436253 | 8006010-7295757
10434744 | 8006010-7295762
10435210 | 8006010-7295768
10435231 | 8006010-7298497
10433639 | 8006010-7298501
10434017 | 8006010-7298502
10434611 | 8006010-7298503
10471257 | 8006010-7306108
10439143 | 8006010-7307513
10439274 | 8006010-7307555
10333763 | 8006010-7310717
10332573 | 8006010-7310719
10333608 | 8006010-7310721
10332675 | 8006010-7310722
10337368 | 8006010-7310723
10333544 | 8006010-7310724
10439054 | 8006010-7311331
10436089 | 8006010-7312843
10437506 | 8006010-7312880
10436375 | 8006010-7313017
10435441 | 8006010-7321668
10434777 | 8006010-7325290
10329827 | 8006010-7339340
10335866 | 8006010-7344369
10944875 | 8006010-7345556
10438940 | 8006010-7358178
10336522 | 8006010-7359859
10333336 | 8006010-7361860
10340139 | 8006010-7364338
10334656 | 8006010-7367010
10340892 | 8006010-7368894
10338739 | 8006010-7368917
10334619 | 8006010-7368921
10341370 | 8006010-7368940
10328713 | 8006010-7368945
10329145 | 8006010-7368948
10328555 | 8006010-7368949
10329151 | 8006010-7368950
10333204 | 8006010-7368951
10331763 | 8006010-7368952
10329572 | 8006010-7368953
10332199 | 8006010-7368954
10333985 | 8006010-7368955
10334616 | 8006010-7373222
10336901 | 8006010-7381991
10336683 | 8006010-7382001
10339062 | 8006010-7382006
10339596 | 8006010-7382011
10522270 | 8006010-7383692
10526061 | 8006010-7383695
10526200 | 8006010-7383699
11187597 | 8006010-7388049
10526328 | 8006010-7390950
10526673 | 8006010-7390964
10452101 | 8006010-7390965
10452458 | 8006010-7390968
10633910 | 8006010-7392263
10526455 | 8006010-7392278
10785337 | 8006010-7392280
10785478 | 8006010-7392281
10526858 | 8006010-7392282
10826503 | 8006010-7392283
10451070 | 8006010-7395026
10826515 | 8006010-7395029
10768138 | 8006010-7395036
10896986 | 8006010-7395039
10826187 | 8006010-7397577
10526965 | 8006010-7397578
10526969 | 8006010-7397580
10797133 | 8006010-7397588
10797118 | 8006010-7397607
10333367 | 8006010-7398013
10503676 | 8006010-7400868
10334929 | 8006010-7400869
10334289 | 8006010-7404960
10337172 | 8006010-7404990
10527059 | 8006010-7405229
10988814 | 8006010-7405542
10785643 | 8006010-7410032
10826326 | 8006010-7410050
10945206 | 8006010-7410078
10329876 | 8006010-7412815
10451210 | 8006010-7424322
10337285 | 8006010-7425031
10337128 | 8006010-7425466
10451618 | 8006010-7428970
10451817 | 8006010-7430884
10452208 | 8006010-7431822
10452037 | 8006010-7432041
11187982 | 8006010-7433701
10383931 | 8006010-7437332
11188567 | 8006010-7439248
10896887 | 8006010-7440860
10451773 | 8006010-7444059
11188814 | 8006010-7455999
11189378 | 8006010-7456454
11189225 | 8006010-7476183
10496838 | 8006010-8240442
10337668 | 8006010-8283940
10338057 | 8006010-8283990
10437693 | 8006011-6802284
10432528 | 8006011-7017210
10328279 | 8006011-7082027
10438086 | 8006011-7085078
10333923 | 8006011-7142247
10340514 | 8006011-7195726
10436013 | 8006011-7228760
10340140 | 8006011-7364338
10340893 | 8006011-7368894
11188687 | 8006011-7370810
10526525 | 8006011-7390950
10452104 | 8006011-7390965
10797156 | 8006011-7397588
10785654 | 8006011-7410032
10826338 | 8006011-7410050
10945216 | 8006011-7410078
10434922 | 8006011-8077677
10434293 | 8006011-8077678
10432978 | 8006011-8240433
10496847 | 8006011-8240442
10337625 | 8006011-8240445
10340029 | 8006011-8240448
10337745 | 8006011-8283940
10335523 | 8006011-8283947
10337857 | 8006011-8283972
10338480 | 8006011-8283984
10338058 | 8006011-8283990
10338783 | 8006011-8284054
10337807 | 8006011-8284074
10338222 | 8006011-8284081
10337954 | 8006011-8284096
10339499 | 8006011-8284109
10434298 | 8006012-8077678
11188434 | 8006022-7370810
10438876 | 8006045-7179288
10328477 | 8006045-7211641
10331580 | 8006045-7291150
10435015 | 8006045-7292807
10433241 | 8006045-7295727
10333765 | 8006045-7310717
10438910 | 8006045-7358178
10333339 | 8006045-7361860
11189126 | 8006045-7405229
11188562 | 8006045-7439248
10434925 | 8006045-8077677
10333094 | 8006045-8231383
10945383 | 8006050-7465394
10497802 | 8006051-7345557
10497389 | 8006055-7345555
10944900 | 8006055-7345556
10944974 | 8006055-7345557
10944947 | 8006055-7345558
10634095 | 8006055-7345564
10634211 | 8006055-7345566
10634132 | 8006055-7345567
10634435 | 8006055-7345568
10333376 | 8006055-7400869
10334298 | 8006055-7404990
10526435 | 8006055-7405229
10337288 | 8006055-7425031
10437694 | 8006086-6802284
10435854 | 8006086-7017207
10328275 | 8006086-7082027
10433151 | 8006086-7153753
11187370 | 8006086-7221394
10433553 | 8006086-7295699
10340141 | 8006086-7364338
10340894 | 8006086-7368894
10797178 | 8006086-7397588
10785695 | 8006086-7410032
10826331 | 8006086-7410050
10767356 | 8006086-7425031
10897084 | 8006086-7425466
10767327 | 8006086-7437332
10767303 | 8006086-7444059
10434289 | 8006086-8077678
10330283 | 8006086-8215500
10789061 | 8006086-8231383
10335512 | 8006086-8283947
10337859 | 8006086-8283972
10338476 | 8006086-8283984
10338786 | 8006086-8284054
10337809 | 8006086-8284074
10337955 | 8006086-8284096
10438880 | 8006158-7179288
10331582 | 8006158-7291150
10435017 | 8006158-7292807
10433248 | 8006158-7295727
10333767 | 8006158-7310717
10438922 | 8006158-7358178
10333341 | 8006158-7361860
10328715 | 8006158-7368945
10526346 | 8006158-7405229
10434930 | 8006158-8077677
10333097 | 8006158-8231383
10439875 | 8006173-10089153
10439171 | 8006173-10089223
10440023 | 8006173-10089225
10332409 | 8006173-7011431
10328946 | 8006173-7011442
10432942 | 8006173-7011443
10436967 | 8006173-7011444
10328162 | 8006173-7011445
10437023 | 8006173-7011447
10439673 | 8006173-7017189
10435857 | 8006173-7017207
10432502 | 8006173-7017210
10437414 | 8006173-7153571
10437756 | 8006173-7153574
10340592 | 8006173-7153749
10433155 | 8006173-7153753
10439335 | 8006173-7153769
10778505 | 8006173-7153796
10778407 | 8006173-7153798
10340440 | 8006173-7171375
10438121 | 8006173-7171378
10342043 | 8006173-7171379
10329256 | 8006173-7171380
10330998 | 8006173-7171385
10330400 | 8006173-7171386
10336040 | 8006173-7171387
10471789 | 8006173-7171393
10438884 | 8006173-7179288
10341256 | 8006173-7185643
10333739 | 8006173-7185644
10341548 | 8006173-7185646
10328479 | 8006173-7211641
10338861 | 8006173-7221394
10338874 | 8006173-7221400
10339672 | 8006173-7221402
10341476 | 8006173-7269686
10440208 | 8006173-7273661
10329425 | 8006173-7277654
10328761 | 8006173-7288425
10331584 | 8006173-7291150
10435888 | 8006173-7291796
10435019 | 8006173-7292807
10433304 | 8006173-7295015
10438480 | 8006173-7295629
10329517 | 8006173-7295693
10433555 | 8006173-7295699
10330156 | 8006173-7295708
10332933 | 8006173-7295716
10330696 | 8006173-7295721
10433231 | 8006173-7295727
10434080 | 8006173-7295731
10336360 | 8006173-7295737
10336055 | 8006173-7295748
10334066 | 8006173-7295751
10436259 | 8006173-7295757
10434746 | 8006173-7295762
10435212 | 8006173-7295768
10436826 | 8006173-7296993
10435233 | 8006173-7298497
10433629 | 8006173-7298501
10434005 | 8006173-7298502
10434614 | 8006173-7298503
10471262 | 8006173-7306108
10331453 | 8006173-7307014
10439146 | 8006173-7307513
10439275 | 8006173-7307555
10333769 | 8006173-7310717
10332576 | 8006173-7310719
10333612 | 8006173-7310721
10332672 | 8006173-7310722
10337371 | 8006173-7310723
10333545 | 8006173-7310724
10439056 | 8006173-7311331
10436090 | 8006173-7312843
10437504 | 8006173-7312880
10436374 | 8006173-7313017
10435432 | 8006173-7321668
10434779 | 8006173-7325290
10329830 | 8006173-7339340
10335869 | 8006173-7344369
10438932 | 8006173-7358178
10336526 | 8006173-7359859
10333343 | 8006173-7361860
10338742 | 8006173-7368917
10334624 | 8006173-7368921
10341439 | 8006173-7368940
10328716 | 8006173-7368945
10329128 | 8006173-7368948
10328571 | 8006173-7368949
10329152 | 8006173-7368950
10333206 | 8006173-7368951
10331764 | 8006173-7368952
10329574 | 8006173-7368953
10332202 | 8006173-7368954
10333987 | 8006173-7368955
11188654 | 8006173-7370810
10334621 | 8006173-7373222
10336902 | 8006173-7381991
10336680 | 8006173-7382001
10339065 | 8006173-7382006
10339600 | 8006173-7382011
10336601 | 8006173-7382016
10336925 | 8006173-7383692
10336616 | 8006173-7383695
10336635 | 8006173-7383699
11189064 | 8006173-7387986
10826797 | 8006173-7388021
11187490 | 8006173-7388031
11187573 | 8006173-7388049
10387417 | 8006173-7388061
10826755 | 8006173-7388072
10785603 | 8006173-7388073
10336941 | 8006173-7390950
10336545 | 8006173-7390964
10336710 | 8006173-7390965
10336733 | 8006173-7390968
10338502 | 8006173-7392263
10340161 | 8006173-7392278
10340936 | 8006173-7392280
10338514 | 8006173-7392281
10340176 | 8006173-7392282
10338535 | 8006173-7392283
10340190 | 8006173-7395026
10340648 | 8006173-7395029
10340667 | 8006173-7395032
10340684 | 8006173-7395036
10340703 | 8006173-7395039
10339793 | 8006173-7397577
10339809 | 8006173-7397578
10338254 | 8006173-7397580
10797057 | 8006173-7397607
10333370 | 8006173-7398013
10503850 | 8006173-7400868
10334927 | 8006173-7400869
10334292 | 8006173-7404960
10337175 | 8006173-7404990
10527033 | 8006173-7405229
10988800 | 8006173-7405542
11188221 | 8006173-7405559
10340922 | 8006173-7405852
10338558 | 8006173-7405861
10329877 | 8006173-7412815
10339540 | 8006173-7424322
10337289 | 8006173-7425031
10337115 | 8006173-7425466
10330799 | 8006173-7428970
10330808 | 8006173-7430884
10335998 | 8006173-7431822
10334006 | 8006173-7432041
11188159 | 8006173-7433701
10336018 | 8006173-7437332
11188552 | 8006173-7439248
10896883 | 8006173-7440860
10339655 | 8006173-7444059
11188752 | 8006173-7455999
11189367 | 8006173-7456454
10945346 | 8006173-7465394
11189196 | 8006173-7476183
10331242 | 8006173-8206186
10330285 | 8006173-8215500
10330782 | 8006173-8215501
10331277 | 8006173-8231379
10333098 | 8006173-8231383
10496818 | 8006173-8240442
10440319 | 8006174-10089142
10440037 | 8006174-10089150
10440029 | 8006174-10089225
10435859 | 8006174-7017207
10432525 | 8006174-7017210
10437758 | 8006174-7153574
10328481 | 8006174-7211641
10451426 | 8006174-7221400
10333766 | 8006174-7310717
10434782 | 8006174-7325290
10338743 | 8006174-7368917
10341441 | 8006174-7368940
10329576 | 8006174-7368953
10333989 | 8006174-7368955
10334625 | 8006174-7373222
10340668 | 8006174-7395032
10768127 | 8006174-7395036
10527034 | 8006174-7405229
10340923 | 8006174-7405852
10338557 | 8006174-7405861
10337291 | 8006174-7425031
10337117 | 8006174-7425466
11188548 | 8006174-7439248
10330286 | 8006174-8215500
10330783 | 8006174-8215501
10331276 | 8006174-8231379
10333101 | 8006174-8231383
10439878 | 8006175-10089153
10439166 | 8006175-10089222
10440103 | 8006175-10089814
10439675 | 8006175-7017189
10435861 | 8006175-7017207
10437418 | 8006175-7153571
10437760 | 8006175-7153574
10328483 | 8006175-7211641
10338864 | 8006175-7221394
10338877 | 8006175-7221400
10440211 | 8006175-7273661
10329428 | 8006175-7277654
10331586 | 8006175-7291150
10435889 | 8006175-7291796
10435021 | 8006175-7292807
10438482 | 8006175-7295629
10433570 | 8006175-7295699
10330159 | 8006175-7295708
10332935 | 8006175-7295716
10330697 | 8006175-7295721
10433239 | 8006175-7295727
10434084 | 8006175-7295731
10336361 | 8006175-7295737
10433633 | 8006175-7298501
10434008 | 8006175-7298502
10434633 | 8006175-7298503
10471266 | 8006175-7306108
10333768 | 8006175-7310717
10332578 | 8006175-7310719
10333616 | 8006175-7310721
10332676 | 8006175-7310722
10337374 | 8006175-7310723
10335046 | 8006175-7310724
10436376 | 8006175-7313017
10435443 | 8006175-7321668
10434780 | 8006175-7325290
10438943 | 8006175-7358178
10333345 | 8006175-7361860
10334629 | 8006175-7373222
10797067 | 8006175-7397607
10503852 | 8006175-7400868
10527031 | 8006175-7405229
10333099 | 8006175-8231383
10440318 | 8006177-10089142
10439679 | 8006177-7017189
10435863 | 8006177-7017207
10437422 | 8006177-7153571
11187329 | 8006177-7221394
10451419 | 8006177-7221400
10335246 | 8006177-7361860
10439889 | 8006178-10093668
10440183 | 8006178-10093669
10440135 | 8006178-10093670
10440069 | 8006178-10093671
10440092 | 8006178-10093672
10440187 | 8006178-10093673
10497311 | 8006178-7341808
10471837 | 8006178-7345547
10471862 | 8006178-7345548
10471886 | 8006178-7345549
10471901 | 8006178-7345550
10471819 | 8006178-7345551
10471697 | 8006178-7345555
10471731 | 8006178-7345556
10471769 | 8006178-7345557
10471816 | 8006178-7345558
10471544 | 8006178-7345564
10471564 | 8006178-7345565
10471570 | 8006178-7345566
10471604 | 8006178-7345567
10471627 | 8006178-7345568
10353199 | 8006178-7345570
10353185 | 8006178-7345571
10439887 | 8006180-10093668
10440185 | 8006180-10093669
10440138 | 8006180-10093670
10440074 | 8006180-10093671
10440094 | 8006180-10093672
10440189 | 8006180-10093673
10497322 | 8006180-7341808
10336516 | 8006183-7359859
10335247 | 8006186-7361860
11159695 | 8006191-7444378
10332413 | 8006194-7011431
10328948 | 8006194-7011442
10432953 | 8006194-7011443
10436827 | 8006194-7011444
10328161 | 8006194-7011445
10437024 | 8006194-7011447
10439686 | 8006194-7017189
10435865 | 8006194-7017207
10432511 | 8006194-7017210
10438090 | 8006194-7085078
10438470 | 8006194-7128425
10439474 | 8006194-7128434
10437411 | 8006194-7153571
10437766 | 8006194-7153574
10340596 | 8006194-7153749
10433161 | 8006194-7153753
10439342 | 8006194-7153769
10439696 | 8006194-7153771
10778539 | 8006194-7153796
10778447 | 8006194-7153798
10340441 | 8006194-7171375
10438126 | 8006194-7171378
10342044 | 8006194-7171379
10329259 | 8006194-7171380
10331001 | 8006194-7171385
10330402 | 8006194-7171386
10336042 | 8006194-7171387
10471743 | 8006194-7171393
10438861 | 8006194-7179288
10341259 | 8006194-7185643
10333741 | 8006194-7185644
10341550 | 8006194-7185646
10340518 | 8006194-7195726
10328484 | 8006194-7211641
10338862 | 8006194-7221394
10338880 | 8006194-7221400
10339675 | 8006194-7221402
10439942 | 8006194-7238726
10439465 | 8006194-7268332
10341474 | 8006194-7269686
10440212 | 8006194-7273661
10437230 | 8006194-7273669
10329409 | 8006194-7277654
10328760 | 8006194-7288425
10331581 | 8006194-7291150
10435892 | 8006194-7291796
10435023 | 8006194-7292807
10433319 | 8006194-7295015
10438481 | 8006194-7295629
10329521 | 8006194-7295693
10433571 | 8006194-7295699
10330157 | 8006194-7295708
10332937 | 8006194-7295716
10330698 | 8006194-7295721
10433243 | 8006194-7295727
10434121 | 8006194-7295731
10336362 | 8006194-7295737
10336056 | 8006194-7295748
10334067 | 8006194-7295751
10436249 | 8006194-7295757
10434748 | 8006194-7295762
10435214 | 8006194-7295768
10436829 | 8006194-7296993
10435235 | 8006194-7298497
10433637 | 8006194-7298501
10434014 | 8006194-7298502
10434623 | 8006194-7298503
10471270 | 8006194-7306108
10331454 | 8006194-7307014
10439276 | 8006194-7307555
10333770 | 8006194-7310717
10332579 | 8006194-7310719
10333620 | 8006194-7310721
10332673 | 8006194-7310722
10337377 | 8006194-7310723
10335047 | 8006194-7310724
10439058 | 8006194-7311331
10436092 | 8006194-7312843
10437508 | 8006194-7312880
10436377 | 8006194-7313017
10435435 | 8006194-7321668
10434781 | 8006194-7325290
10329833 | 8006194-7339340
10497190 | 8006194-7341808
10335861 | 8006194-7344369
10471847 | 8006194-7345547
10471866 | 8006194-7345548
10471890 | 8006194-7345549
10471903 | 8006194-7345550
10471823 | 8006194-7345551
10471707 | 8006194-7345555
10471741 | 8006194-7345556
10471772 | 8006194-7345557
10471820 | 8006194-7345558
10471548 | 8006194-7345564
10471561 | 8006194-7345565
10471573 | 8006194-7345566
10471608 | 8006194-7345567
10471630 | 8006194-7345568
10353208 | 8006194-7345570
10353192 | 8006194-7345571
10438913 | 8006194-7358178
10336520 | 8006194-7359859
10335248 | 8006194-7361860
10340895 | 8006194-7368894
10338744 | 8006194-7368917
10334630 | 8006194-7368921
10341442 | 8006194-7368940
10328718 | 8006194-7368945
10329131 | 8006194-7368948
10328557 | 8006194-7368949
10329154 | 8006194-7368950
10333208 | 8006194-7368951
10331766 | 8006194-7368952
10329578 | 8006194-7368953
10332197 | 8006194-7368954
10333991 | 8006194-7368955
10334626 | 8006194-7373222
10336903 | 8006194-7381991
10336684 | 8006194-7382001
10339063 | 8006194-7382006
10339590 | 8006194-7382011
10336604 | 8006194-7382016
10522152 | 8006194-7383692
10526062 | 8006194-7383695
10526228 | 8006194-7383699
11187639 | 8006194-7387986
10826824 | 8006194-7388021
11187520 | 8006194-7388031
11187838 | 8006194-7388049
11187780 | 8006194-7388061
10826798 | 8006194-7388072
10785630 | 8006194-7388073
10526532 | 8006194-7390950
10526678 | 8006194-7390964
10452133 | 8006194-7390965
10452472 | 8006194-7390968
10633919 | 8006194-7392263
10526470 | 8006194-7392278
10785383 | 8006194-7392280
10785314 | 8006194-7392281
10526864 | 8006194-7392282
10826520 | 8006194-7392283
10451086 | 8006194-7395026
10826616 | 8006194-7395029
10768151 | 8006194-7395036
10897004 | 8006194-7395039
10826200 | 8006194-7397577
10526954 | 8006194-7397578
10526985 | 8006194-7397580
10797157 | 8006194-7397588
10797018 | 8006194-7397607
10333368 | 8006194-7398013
10503709 | 8006194-7400868
10334931 | 8006194-7400869
10334280 | 8006194-7404960
10337178 | 8006194-7404990
10527107 | 8006194-7405229
10988922 | 8006194-7405542
11188235 | 8006194-7405559
10352420 | 8006194-7412815
10451221 | 8006194-7424322
10383877 | 8006194-7425031
10451460 | 8006194-7425466
10451629 | 8006194-7428970
10451827 | 8006194-7430884
10452221 | 8006194-7431822
10452068 | 8006194-7432041
11188071 | 8006194-7433701
10451991 | 8006194-7437332
11188586 | 8006194-7439248
10896893 | 8006194-7440860
10451525 | 8006194-7444059
11188771 | 8006194-7455999
11189386 | 8006194-7456454
10945374 | 8006194-7465394
11189591 | 8006194-7476183
10331193 | 8006194-8206186
10330287 | 8006194-8215500
10330784 | 8006194-8215501
10331279 | 8006194-8231379
10333135 | 8006194-8231383
10496848 | 8006194-8240442
10432891 | 8006198-7011443
10341477 | 8006198-7269686
10988960 | 8006198-7345570
10337810 | 8006198-8284074
10339503 | 8006198-8284109
10434023 | 8006201-7298502
10329836 | 8006201-7339340
10525966 | 8006201-7361860
10340896 | 8006201-7368894
11188677 | 8006201-7370810
10334634 | 8006201-7373222
10383870 | 8006201-7381991
10450951 | 8006201-7382001
10450967 | 8006201-7382006
10451014 | 8006201-7382011
10522144 | 8006201-7383692
11189093 | 8006201-7387986
10826840 | 8006201-7388021
11187834 | 8006201-7388049
11187775 | 8006201-7388061
10826790 | 8006201-7388072
11189094 | 8006201-7388073
10526672 | 8006201-7390964
10452094 | 8006201-7390965
10452456 | 8006201-7390968
10633925 | 8006201-7392263
10785360 | 8006201-7392280
10526861 | 8006201-7392282
10826528 | 8006201-7392283
10451078 | 8006201-7395026
10897001 | 8006201-7395039
10797142 | 8006201-7397588
10768043 | 8006201-7398013
10334933 | 8006201-7400869
10334286 | 8006201-7404960
10337173 | 8006201-7404990
10527071 | 8006201-7405229
11189458 | 8006201-7405542
10785649 | 8006201-7410032
10451219 | 8006201-7424322
10451625 | 8006201-7428970
10452216 | 8006201-7431822
10451999 | 8006201-7437332
10598208 | 8006201-7444059
11188766 | 8006201-7455999
10945368 | 8006201-7465394
10438464 | 8006321 -7128425
10336534 | 8006321 -7359859
10335338 | 8006321 -7361860
10332208 | 8006321 -7368954
10333373 | 8006321 -7398013
10336147 | 8006321 -7400869
10337186 | 8006321 -7404990
10437696 | 8006321-6802284
10332417 | 8006321-7011431
10328950 | 8006321-7011442
10432895 | 8006321-7011443
10436830 | 8006321-7011444
10328163 | 8006321-7011445
10437025 | 8006321-7011447
10439693 | 8006321-7017189
10435868 | 8006321-7017207
10432532 | 8006321-7017210
10328281 | 8006321-7082027
10438094 | 8006321-7085078
10439475 | 8006321-7128434
10333927 | 8006321-7142247
10437415 | 8006321-7153571
10437768 | 8006321-7153574
10340600 | 8006321-7153749
10433148 | 8006321-7153753
10439337 | 8006321-7153769
10778523 | 8006321-7153796
10778429 | 8006321-7153798
10340442 | 8006321-7171375
10438132 | 8006321-7171378
10342006 | 8006321-7171379
10329260 | 8006321-7171380
10330994 | 8006321-7171385
10330405 | 8006321-7171386
10335961 | 8006321-7171387
10471762 | 8006321-7171393
10438865 | 8006321-7179288
10341257 | 8006321-7185643
10333727 | 8006321-7185644
10341549 | 8006321-7185646
10340515 | 8006321-7195726
10328486 | 8006321-7211641
10525845 | 8006321-7221394
10633830 | 8006321-7221400
10513179 | 8006321-7221402
10439466 | 8006321-7268332
10341480 | 8006321-7269686
10440215 | 8006321-7273661
10437234 | 8006321-7273669
10329412 | 8006321-7277654
10328762 | 8006321-7288425
10331583 | 8006321-7291150
10435890 | 8006321-7291796
10435016 | 8006321-7292807
10433306 | 8006321-7295015
10438483 | 8006321-7295629
10329525 | 8006321-7295693
10433572 | 8006321-7295699
10330160 | 8006321-7295708
10332939 | 8006321-7295716
10330699 | 8006321-7295721
10433251 | 8006321-7295727
10434128 | 8006321-7295731
10336363 | 8006321-7295737
10336058 | 8006321-7295748
10334068 | 8006321-7295751
10436257 | 8006321-7295757
10434751 | 8006321-7295762
10435219 | 8006321-7295768
10436820 | 8006321-7296993
10435236 | 8006321-7298497
10433641 | 8006321-7298501
10434020 | 8006321-7298502
10434632 | 8006321-7298503
10471272 | 8006321-7306108
10439277 | 8006321-7307555
10333772 | 8006321-7310717
10332575 | 8006321-7310719
10333615 | 8006321-7310721
10332677 | 8006321-7310722
10337380 | 8006321-7310723
10335048 | 8006321-7310724
10439060 | 8006321-7311331
10436091 | 8006321-7312843
10437505 | 8006321-7312880
10436379 | 8006321-7313017
10435446 | 8006321-7321668
10434783 | 8006321-7325290
10329839 | 8006321-7339340
10497163 | 8006321-7341808
10335862 | 8006321-7344369
10988374 | 8006321-7345547
10988516 | 8006321-7345548
10988433 | 8006321-7345549
10988704 | 8006321-7345550
10988665 | 8006321-7345551
10497506 | 8006321-7345555
10497754 | 8006321-7345556
10497630 | 8006321-7345557
10945029 | 8006321-7345558
10634274 | 8006321-7345564
10634480 | 8006321-7345565
10634280 | 8006321-7345566
10634369 | 8006321-7345567
10634298 | 8006321-7345568
10988929 | 8006321-7345570
10989054 | 8006321-7345571
10438925 | 8006321-7358178
10525964 | 8006321-7361860
10340142 | 8006321-7364338
10340897 | 8006321-7368894
10338745 | 8006321-7368917
10334640 | 8006321-7368921
10341372 | 8006321-7368940
10328720 | 8006321-7368945
10329134 | 8006321-7368948
10328558 | 8006321-7368949
10329153 | 8006321-7368950
10333210 | 8006321-7368951
10331765 | 8006321-7368952
10450914 | 8006321-7368953
10333986 | 8006321-7368955
11188663 | 8006321-7370810
10334639 | 8006321-7373222
10336905 | 8006321-7381991
10336681 | 8006321-7382001
10339066 | 8006321-7382006
10339593 | 8006321-7382011
10336607 | 8006321-7382016
10522262 | 8006321-7383692
10526078 | 8006321-7383695
10526194 | 8006321-7383699
11189071 | 8006321-7387986
10826807 | 8006321-7388021
11187508 | 8006321-7388031
11187588 | 8006321-7388049
11187772 | 8006321-7388061
10826772 | 8006321-7388072
10785616 | 8006321-7388073
10526331 | 8006321-7390950
10526665 | 8006321-7390964
10452083 | 8006321-7390965
10452466 | 8006321-7390968
10633911 | 8006321-7392263
10526522 | 8006321-7392278
10785324 | 8006321-7392280
10785474 | 8006321-7392281
10526850 | 8006321-7392282
10826482 | 8006321-7392283
10451081 | 8006321-7395026
10826613 | 8006321-7395029
10768134 | 8006321-7395036
10896982 | 8006321-7395039
10826432 | 8006321-7397577
10526962 | 8006321-7397578
10526790 | 8006321-7397580
10797129 | 8006321-7397588
10797113 | 8006321-7397607
11188276 | 8006321-7398013
10503674 | 8006321-7400868
11189128 | 8006321-7405229
10988812 | 8006321-7405542
11188219 | 8006321-7405559
10785633 | 8006321-7410032
10826288 | 8006321-7410050
11187977 | 8006321-7433701
11188758 | 8006321-7455999
11189373 | 8006321-7456454
10945356 | 8006321-7465394
11189207 | 8006321-7476183
10435649 | 8006321-8077661
10434934 | 8006321-8077677
10434294 | 8006321-8077678
10331196 | 8006321-8206186
10330291 | 8006321-8215500
10330785 | 8006321-8215501
10331283 | 8006321-8231379
10333139 | 8006321-8231383
10432985 | 8006321-8240433
10496833 | 8006321-8240442
10337613 | 8006321-8240445
10340031 | 8006321-8240448
10337669 | 8006321-8283940
10335517 | 8006321-8283947
10337861 | 8006321-8283972
10338479 | 8006321-8283984
10338059 | 8006321-8283990
10338789 | 8006321-8284054
10337811 | 8006321-8284074
10338225 | 8006321-8284081
10337956 | 8006321-8284096
10339506 | 8006321-8284109
10438467 | 8006322 -7128425
10439953 | 8006322 -7238726
10331457 | 8006322 -7307014
10335339 | 8006322 -7361860
10437695 | 8006322-6802284
10332407 | 8006322-7011431
10328951 | 8006322-7011442
10432904 | 8006322-7011443
10436839 | 8006322-7011444
10328164 | 8006322-7011445
10439700 | 8006322-7017189
10435870 | 8006322-7017207
10432537 | 8006322-7017210
10328277 | 8006322-7082027
10438098 | 8006322-7085078
10438627 | 8006322-7128432
10439476 | 8006322-7128434
10333917 | 8006322-7142247
10437419 | 8006322-7153571
10437770 | 8006322-7153574
10340590 | 8006322-7153749
10433152 | 8006322-7153753
10439339 | 8006322-7153769
10778520 | 8006322-7153796
10778438 | 8006322-7153798
10340443 | 8006322-7171375
10438138 | 8006322-7171378
10342009 | 8006322-7171379
10329261 | 8006322-7171380
10330997 | 8006322-7171385
10330406 | 8006322-7171386
10335962 | 8006322-7171387
10471745 | 8006322-7171393
10438869 | 8006322-7179288
10341260 | 8006322-7185643
10333729 | 8006322-7185644
10341551 | 8006322-7185646
10340519 | 8006322-7195726
10328488 | 8006322-7211641
10525844 | 8006322-7221394
10451317 | 8006322-7221400
10513177 | 8006322-7221402
10437177 | 8006322-7268332
10341483 | 8006322-7269686
10440217 | 8006322-7273661
10329415 | 8006322-7277654
10331585 | 8006322-7291150
10435893 | 8006322-7291796
10435018 | 8006322-7292807
10433312 | 8006322-7295015
10438484 | 8006322-7295629
10329529 | 8006322-7295693
10433573 | 8006322-7295699
10330161 | 8006322-7295708
10332946 | 8006322-7295716
10330700 | 8006322-7295721
10433257 | 8006322-7295727
10434108 | 8006322-7295731
10336364 | 8006322-7295737
10336057 | 8006322-7295748
10334069 | 8006322-7295751
10436263 | 8006322-7295757
10434753 | 8006322-7295762
10435223 | 8006322-7295768
10435239 | 8006322-7298497
10433634 | 8006322-7298501
10434026 | 8006322-7298502
10434637 | 8006322-7298503
10471274 | 8006322-7306108
10333771 | 8006322-7310717
10332585 | 8006322-7310719
10333619 | 8006322-7310721
10332681 | 8006322-7310722
10337378 | 8006322-7310723
10335049 | 8006322-7310724
10439062 | 8006322-7311331
10436093 | 8006322-7312843
10436378 | 8006322-7313017
10435578 | 8006322-7321668
10434784 | 8006322-7325290
10329842 | 8006322-7339340
10497327 | 8006322-7341808
10335865 | 8006322-7344369
10988331 | 8006322-7345547
10988515 | 8006322-7345548
10988431 | 8006322-7345549
10988663 | 8006322-7345551
10497498 | 8006322-7345555
10497747 | 8006322-7345556
10497634 | 8006322-7345557
10945032 | 8006322-7345558
10634278 | 8006322-7345564
10634478 | 8006322-7345565
10634269 | 8006322-7345566
10634367 | 8006322-7345567
10634293 | 8006322-7345568
10988927 | 8006322-7345570
10989055 | 8006322-7345571
10438935 | 8006322-7358178
10336523 | 8006322-7359859
10525962 | 8006322-7361860
10340143 | 8006322-7364338
10340898 | 8006322-7368894
10523654 | 8006322-7368917
10334642 | 8006322-7368921
10341443 | 8006322-7368940
10328722 | 8006322-7368945
10329137 | 8006322-7368948
10328556 | 8006322-7368949
10329156 | 8006322-7368950
10383865 | 8006322-7368951
10329580 | 8006322-7368953
10332200 | 8006322-7368954
10333988 | 8006322-7368955
11188662 | 8006322-7370810
10334641 | 8006322-7373222
10336907 | 8006322-7381991
10336685 | 8006322-7382001
10339067 | 8006322-7382006
10339597 | 8006322-7382011
10522276 | 8006322-7383692
10526075 | 8006322-7383695
10526197 | 8006322-7383699
11189066 | 8006322-7387986
10826802 | 8006322-7388021
11187503 | 8006322-7388031
11187586 | 8006322-7388049
11187771 | 8006322-7388061
10826770 | 8006322-7388072
10785614 | 8006322-7388073
10526329 | 8006322-7390950
10526663 | 8006322-7390964
10452076 | 8006322-7390965
10452463 | 8006322-7390968
10633908 | 8006322-7392263
10526454 | 8006322-7392278
10785321 | 8006322-7392280
10785469 | 8006322-7392281
10526848 | 8006322-7392282
10826492 | 8006322-7392283
10451077 | 8006322-7395026
10826507 | 8006322-7395029
10768133 | 8006322-7395036
10896980 | 8006322-7395039
10826431 | 8006322-7397577
10526961 | 8006322-7397578
10526786 | 8006322-7397580
10797128 | 8006322-7397588
10797106 | 8006322-7397607
11188320 | 8006322-7400868
11189135 | 8006322-7405229
10988808 | 8006322-7405542
11188222 | 8006322-7405559
10785629 | 8006322-7410032
10826291 | 8006322-7410050
10472301 | 8006322-7412815
10451205 | 8006322-7424322
10383871 | 8006322-7425031
10451480 | 8006322-7425466
10451612 | 8006322-7428970
10451811 | 8006322-7430884
10452200 | 8006322-7431822
10451979 | 8006322-7432041
10383927 | 8006322-7437332
11188594 | 8006322-7439248
10896890 | 8006322-7440860
10451779 | 8006322-7444059
11188760 | 8006322-7455999
11189374 | 8006322-7456454
10945355 | 8006322-7465394
11189212 | 8006322-7476183
10434291 | 8006322-8077678
10331199 | 8006322-8206186
10330295 | 8006322-8215500
10330786 | 8006322-8215501
10331287 | 8006322-8231379
10333143 | 8006322-8231383
10432970 | 8006322-8240433
10496829 | 8006322-8240442
10337614 | 8006322-8240445
10340033 | 8006322-8240448
10337744 | 8006322-8283940
10335521 | 8006322-8283947
10337856 | 8006322-8283972
10338477 | 8006322-8283984
10338793 | 8006322-8284054
10337812 | 8006322-8284074
10338226 | 8006322-8284081
10337957 | 8006322-8284096
10339498 | 8006322-8284109
10438380 | 8006322-8305049
10471770 | 8006324-7171393
10340899 | 8006324-7368894
10797161 | 8006324-7397588
10451825 | 8006324-7430884
10451528 | 8006324-7444059
10336910 | 8006325-7381991
10336686 | 8006325-7382001
10339070 | 8006325-7382006
10339594 | 8006325-7382011
10452190 | 8006345-7390965
10339774 | 8006346-7335354
10451858 | 8006360-7017189
10432559 | 8006360-7017210
10340594 | 8006360-7153749
10778375 | 8006360-7195726
10778613 | 8006360-7221394
10633834 | 8006360-7221400
10768200 | 8006360-7221402
10497206 | 8006360-7341808
10988338 | 8006360-7345547
10497716 | 8006360-7345555
10944914 | 8006360-7345558
10634347 | 8006360-7345564
10634283 | 8006360-7345566
10451226 | 8006360-7424322
10337858 | 8006360-8283972
10633827 | 8006362-7221400
10333773 | 8006362-7310717
10332685 | 8006362-7310722
10436380 | 8006362-7313017
10790359 | 8006362-7368894
10329582 | 8006362-7368953
10333990 | 8006362-7368955
10633866 | 8006362-7392263
10526406 | 8006362-7392278
10526752 | 8006362-7397580
10796951 | 8006362-7397588
10503800 | 8006362-7400868
10337176 | 8006362-7404990
10785555 | 8006362-7410032
10437423 | 8006363-7153571
10433267 | 8006363-7295727
10471277 | 8006363-7306108
10988491 | 8006363-7345548
10988406 | 8006363-7345549
10944868 | 8006363-7345556
10497463 | 8006363-7345557
10438945 | 8006363-7358178
10437772 | 8006379-7153574
10778537 | 8006379-7153796
10333731 | 8006379-7185644
10341475 | 8006379-7269686
11187534 | 8006379-7388031
10339775 | 8006381-7335354
10439880 | 8006412-10089153
10437274 | 8006412-10089223
10440031 | 8006412-10089225
10439890 | 8006412-10093668
10440152 | 8006412-10093669
10440141 | 8006412-10093670
10440076 | 8006412-10093671
10440096 | 8006412-10093672
10440192 | 8006412-10093673
10437698 | 8006412-6802284
10328949 | 8006412-7011442
10432911 | 8006412-7011443
10436832 | 8006412-7011444
10328166 | 8006412-7011445
10437026 | 8006412-7011447
10439706 | 8006412-7017189
10435855 | 8006412-7017207
10432538 | 8006412-7017210
10438472 | 8006412-7128425
10439477 | 8006412-7128434
10437412 | 8006412-7153571
10437759 | 8006412-7153574
10340593 | 8006412-7153749
10433157 | 8006412-7153753
10439349 | 8006412-7153769
10439699 | 8006412-7153771
10778570 | 8006412-7153796
10778450 | 8006412-7153798
10340444 | 8006412-7171375
10438147 | 8006412-7171378
10342012 | 8006412-7171379
10329265 | 8006412-7171380
10330999 | 8006412-7171385
10330408 | 8006412-7171386
10335963 | 8006412-7171387
10471748 | 8006412-7171393
10438873 | 8006412-7179288
10333734 | 8006412-7185644
10341552 | 8006412-7185646
10778378 | 8006412-7195726
10328490 | 8006412-7211641
10778615 | 8006412-7221394
10451416 | 8006412-7221400
10339678 | 8006412-7221402
10330621 | 8006412-7266999
10437176 | 8006412-7268332
10341478 | 8006412-7269686
10440221 | 8006412-7273661
10437238 | 8006412-7273669
10329418 | 8006412-7277654
10328763 | 8006412-7288425
10331587 | 8006412-7291150
10435891 | 8006412-7291796
10435020 | 8006412-7292807
10433309 | 8006412-7295015
10438485 | 8006412-7295629
10329533 | 8006412-7295693
10433557 | 8006412-7295699
10330164 | 8006412-7295708
10332947 | 8006412-7295716
10330701 | 8006412-7295721
10433245 | 8006412-7295727
10434125 | 8006412-7295731
10336365 | 8006412-7295737
10336059 | 8006412-7295748
10334070 | 8006412-7295751
10436269 | 8006412-7295757
10434739 | 8006412-7295762
10432481 | 8006412-7295768
10436824 | 8006412-7296993
10435240 | 8006412-7298497
10433638 | 8006412-7298501
10434034 | 8006412-7298502
10432479 | 8006412-7298503
10471256 | 8006412-7306108
10331455 | 8006412-7307014
10439151 | 8006412-7307513
10439278 | 8006412-7307555
10333775 | 8006412-7310717
10332582 | 8006412-7310719
10333623 | 8006412-7310721
10332680 | 8006412-7310722
10337381 | 8006412-7310723
10335050 | 8006412-7310724
10439064 | 8006412-7311331
10436095 | 8006412-7312843
10437509 | 8006412-7312880
10436382 | 8006412-7313017
10329530 | 8006412-7316501
10432510 | 8006412-7321668
10434787 | 8006412-7325290
10497249 | 8006412-7341808
10328770 | 8006412-7344896
10471851 | 8006412-7345547
10471870 | 8006412-7345548
10471880 | 8006412-7345549
10471906 | 8006412-7345550
10471817 | 8006412-7345551
10471699 | 8006412-7345555
10471744 | 8006412-7345556
10471778 | 8006412-7345557
10471806 | 8006412-7345558
10471545 | 8006412-7345564
10471565 | 8006412-7345565
10471577 | 8006412-7345566
10471613 | 8006412-7345567
10471634 | 8006412-7345568
10353195 | 8006412-7345570
10353179 | 8006412-7345571
10438949 | 8006412-7358178
10335249 | 8006412-7361860
10338734 | 8006412-7368917
10334628 | 8006412-7368921
10329139 | 8006412-7368948
10328637 | 8006412-7368949
10329155 | 8006412-7368950
10333205 | 8006412-7368951
10331767 | 8006412-7368952
10332203 | 8006412-7368954
10333992 | 8006412-7368955
11188409 | 8006412-7370810
10334643 | 8006412-7373222
10336913 | 8006412-7381991
10336688 | 8006412-7382001
10339068 | 8006412-7382006
10339598 | 8006412-7382011
10450984 | 8006412-7382016
10336928 | 8006412-7383692
10336637 | 8006412-7383699
11187680 | 8006412-7387986
10826635 | 8006412-7388021
11187629 | 8006412-7388031
11187878 | 8006412-7388049
10383988 | 8006412-7388061
10826839 | 8006412-7388072
10785696 | 8006412-7388073
10336943 | 8006412-7390950
10338847 | 8006412-7390964
10336714 | 8006412-7390965
10336737 | 8006412-7390968
10338506 | 8006412-7392263
10340162 | 8006412-7392278
10340937 | 8006412-7392280
10338518 | 8006412-7392281
10340177 | 8006412-7392282
10338537 | 8006412-7392283
10340230 | 8006412-7395026
10340649 | 8006412-7395029
10340670 | 8006412-7395032
10340686 | 8006412-7395036
10340705 | 8006412-7395039
10826215 | 8006412-7397577
10526713 | 8006412-7397578
10526998 | 8006412-7397580
10797064 | 8006412-7397607
10333371 | 8006412-7398013
10503739 | 8006412-7400868
10334935 | 8006412-7400869
10334287 | 8006412-7404960
10337179 | 8006412-7404990
10527113 | 8006412-7405229
10988850 | 8006412-7405542
11188076 | 8006412-7405559
10340924 | 8006412-7405852
10338560 | 8006412-7405861
10945249 | 8006412-7410078
10329941 | 8006412-7412815
10339542 | 8006412-7424322
10337277 | 8006412-7425031
10337119 | 8006412-7425466
10330801 | 8006412-7428970
10330810 | 8006412-7430884
10336000 | 8006412-7431822
10334008 | 8006412-7432041
11188020 | 8006412-7433701
10336020 | 8006412-7437332
10896922 | 8006412-7440860
10339657 | 8006412-7444059
10778616 | 8006412-7444582
10785249 | 8006412-7448140
11189334 | 8006412-7455999
11189424 | 8006412-7456454
10945088 | 8006412-7465394
11189541 | 8006412-7476183
10434933 | 8006412-8077677
10331201 | 8006412-8206186
10330299 | 8006412-8215500
10330787 | 8006412-8215501
10331281 | 8006412-8231379
10432976 | 8006412-8240433
10335984 | 8006412-8240438
10339372 | 8006412-8240439
10496877 | 8006412-8240442
10337618 | 8006412-8240445
10340035 | 8006412-8240448
10439879 | 8006413-10089153
10437275 | 8006413-10089223
10440033 | 8006413-10089225
10439888 | 8006413-10093668
10440155 | 8006413-10093669
10440144 | 8006413-10093670
10440078 | 8006413-10093671
10440097 | 8006413-10093672
10440195 | 8006413-10093673
10437697 | 8006413-6802284
10328952 | 8006413-7011442
10432918 | 8006413-7011443
10436837 | 8006413-7011444
10437027 | 8006413-7011447
10439674 | 8006413-7017189
10437574 | 8006413-7017207
10432566 | 8006413-7017210
10438457 | 8006413-7128425
10438628 | 8006413-7128432
10439478 | 8006413-7128434
10437416 | 8006413-7153571
10437761 | 8006413-7153574
10340595 | 8006413-7153749
10433159 | 8006413-7153753
10439352 | 8006413-7153769
10439703 | 8006413-7153771
10778573 | 8006413-7153796
10778440 | 8006413-7153798
10340445 | 8006413-7171375
10438151 | 8006413-7171378
10342015 | 8006413-7171379
10329262 | 8006413-7171380
10331002 | 8006413-7171385
10330399 | 8006413-7171386
10335964 | 8006413-7171387
10471780 | 8006413-7171393
10438878 | 8006413-7179288
10341261 | 8006413-7185643
10333728 | 8006413-7185644
10341553 | 8006413-7185646
10328492 | 8006413-7211641
10338865 | 8006413-7221394
10338883 | 8006413-7221400
10339670 | 8006413-7221402
10330620 | 8006413-7266999
10437175 | 8006413-7268332
10341481 | 8006413-7269686
10331083 | 8006413-7272339
10440223 | 8006413-7273661
10437227 | 8006413-7273669
10329421 | 8006413-7277654
10328765 | 8006413-7288425
10331589 | 8006413-7291150
10435894 | 8006413-7291796
10435022 | 8006413-7292807
10433314 | 8006413-7295015
10438487 | 8006413-7295629
10329507 | 8006413-7295693
10433559 | 8006413-7295699
10330162 | 8006413-7295708
10332948 | 8006413-7295716
10330702 | 8006413-7295721
10433255 | 8006413-7295727
10434131 | 8006413-7295731
10336366 | 8006413-7295737
10336060 | 8006413-7295748
10334071 | 8006413-7295751
10436251 | 8006413-7295757
10432509 | 8006413-7295762
10432498 | 8006413-7295768
10436828 | 8006413-7296993
10435243 | 8006413-7298497
10433642 | 8006413-7298501
10434044 | 8006413-7298502
10434643 | 8006413-7298503
10471258 | 8006413-7306108
10439155 | 8006413-7307513
10439279 | 8006413-7307555
10329417 | 8006413-7308786
10333777 | 8006413-7310717
10332584 | 8006413-7310719
10333627 | 8006413-7310721
10332684 | 8006413-7310722
10337384 | 8006413-7310723
10335051 | 8006413-7310724
10329539 | 8006413-7311328
10439066 | 8006413-7311331
10436097 | 8006413-7312843
10437510 | 8006413-7312880
10436381 | 8006413-7313017
10329534 | 8006413-7316501
10432507 | 8006413-7321668
10432526 | 8006413-7325290
10339151 | 8006413-7338434
10329946 | 8006413-7339340
10497235 | 8006413-7341808
10335864 | 8006413-7344369
10471859 | 8006413-7345547
10471874 | 8006413-7345548
10471884 | 8006413-7345549
10471908 | 8006413-7345550
10471672 | 8006413-7345551
10471704 | 8006413-7345555
10471751 | 8006413-7345556
10471786 | 8006413-7345557
10471815 | 8006413-7345558
10471549 | 8006413-7345564
10471563 | 8006413-7345565
10471581 | 8006413-7345566
10471601 | 8006413-7345567
10471637 | 8006413-7345568
10353198 | 8006413-7345570
10353180 | 8006413-7345571
10438955 | 8006413-7358178
10336527 | 8006413-7359859
10335250 | 8006413-7361860
10338737 | 8006413-7368917
10334633 | 8006413-7368921
10341444 | 8006413-7368940
10328724 | 8006413-7368945
10329140 | 8006413-7368948
10328559 | 8006413-7368949
10329157 | 8006413-7368950
10333207 | 8006413-7368951
10331768 | 8006413-7368952
10329584 | 8006413-7368953
10332206 | 8006413-7368954
10333993 | 8006413-7368955
11188416 | 8006413-7370810
10334632 | 8006413-7373222
10336916 | 8006413-7381991
10336691 | 8006413-7382001
10339071 | 8006413-7382006
10339601 | 8006413-7382011
10450985 | 8006413-7382016
10336932 | 8006413-7383692
10336619 | 8006413-7383695
10336639 | 8006413-7383699
11187676 | 8006413-7387986
10826636 | 8006413-7388021
11187633 | 8006413-7388031
11187882 | 8006413-7388049
10387419 | 8006413-7388061
10826845 | 8006413-7388072
10785689 | 8006413-7388073
10334447 | 8006413-7390950
10338932 | 8006413-7390964
10336704 | 8006413-7390965
10336740 | 8006413-7390968
10338510 | 8006413-7392263
10340163 | 8006413-7392278
10340938 | 8006413-7392280
10338522 | 8006413-7392281
10340178 | 8006413-7392282
10338539 | 8006413-7392283
10340231 | 8006413-7395026
10340650 | 8006413-7395029
10340672 | 8006413-7395032
10340688 | 8006413-7395036
10340707 | 8006413-7395039
10339794 | 8006413-7397577
10339811 | 8006413-7397578
10338255 | 8006413-7397580
10797073 | 8006413-7397607
10333369 | 8006413-7398013
10503744 | 8006413-7400868
10334937 | 8006413-7400869
10334293 | 8006413-7404960
10337182 | 8006413-7404990
10527117 | 8006413-7405229
11188077 | 8006413-7405559
10340925 | 8006413-7405852
10338559 | 8006413-7405861
10945250 | 8006413-7410078
10329942 | 8006413-7412815
10339543 | 8006413-7424322
10337280 | 8006413-7425031
10337121 | 8006413-7425466
10330803 | 8006413-7428970
10330812 | 8006413-7430884
10336002 | 8006413-7431822
10334009 | 8006413-7432041
11188019 | 8006413-7433701
10336022 | 8006413-7437332
11188904 | 8006413-7439248
10896926 | 8006413-7440860
10339658 | 8006413-7444059
10785250 | 8006413-7444318
10778617 | 8006413-7444582
10768203 | 8006413-7445130
10451585 | 8006413-7445931
10785253 | 8006413-7448140
11189256 | 8006413-7455999
11189427 | 8006413-7456454
10945085 | 8006413-7465394
11189542 | 8006413-7476183
10435644 | 8006413-8077661
10331195 | 8006413-8206186
10330288 | 8006413-8215500
10330789 | 8006413-8215501
10331285 | 8006413-8231379
10333100 | 8006413-8231383
10432980 | 8006413-8240433
10335986 | 8006413-8240438
10339374 | 8006413-8240439
10496881 | 8006413-8240442
10337622 | 8006413-8240445
10340036 | 8006413-8240448
10338784 | 8006413-8284054
10437699 | 8006442-6802284
10439677 | 8006442-7017189
10437575 | 8006442-7017207
10437420 | 8006442-7153571
10437767 | 8006442-7153574
10340597 | 8006442-7153749
10328494 | 8006442-7211641
10525838 | 8006442-7221394
10439946 | 8006442-7238726
10440226 | 8006442-7273661
10329511 | 8006442-7295693
10434053 | 8006442-7298502
10333774 | 8006442-7310717
10337387 | 8006442-7310723
10471864 | 8006442-7345548
10471910 | 8006442-7345550
10471670 | 8006442-7345551
10353209 | 8006442-7345570
10353193 | 8006442-7345571
10335251 | 8006442-7361860
11188669 | 8006442-7370810
10334636 | 8006442-7373222
10526324 | 8006442-7390950
10526659 | 8006442-7390964
10452085 | 8006442-7390965
10797092 | 8006442-7397607
10768040 | 8006442-7398013
10503673 | 8006442-7400868
10334939 | 8006442-7400869
10334283 | 8006442-7404960
10337180 | 8006442-7404990
10527057 | 8006442-7405229
10945354 | 8006442-7465394
10333102 | 8006442-8231383
10496839 | 8006442-8240442
10437700 | 8006443-6802284
10332411 | 8006443-7011431
10328953 | 8006443-7011442
10432934 | 8006443-7011443
10436841 | 8006443-7011444
10328168 | 8006443-7011445
10437028 | 8006443-7011447
10439683 | 8006443-7017189
10437576 | 8006443-7017207
10432541 | 8006443-7017210
10328280 | 8006443-7082027
10438101 | 8006443-7085078
10438460 | 8006443-7128425
10438630 | 8006443-7128432
10439479 | 8006443-7128434
10333921 | 8006443-7142247
10437424 | 8006443-7153571
10437769 | 8006443-7153574
10340598 | 8006443-7153749
10433149 | 8006443-7153753
10439345 | 8006443-7153769
10778516 | 8006443-7153796
10778426 | 8006443-7153798
10340438 | 8006443-7171375
10438156 | 8006443-7171378
10342045 | 8006443-7171379
10329266 | 8006443-7171380
10331005 | 8006443-7171385
10330401 | 8006443-7171386
10335965 | 8006443-7171387
10471795 | 8006443-7171393
10438883 | 8006443-7179288
10341264 | 8006443-7185643
10333730 | 8006443-7185644
10341554 | 8006443-7185646
10340523 | 8006443-7195726
10328496 | 8006443-7211641
10525840 | 8006443-7221394
10451314 | 8006443-7221400
10513175 | 8006443-7221402
10437174 | 8006443-7268332
10341484 | 8006443-7269686
10437231 | 8006443-7273669
10329424 | 8006443-7277654
11187338 | 8006443-7283610
10328764 | 8006443-7288425
10331591 | 8006443-7291150
10435895 | 8006443-7291796
10435025 | 8006443-7292807
10433322 | 8006443-7295015
10438489 | 8006443-7295629
10329515 | 8006443-7295693
10433561 | 8006443-7295699
10330165 | 8006443-7295708
10332949 | 8006443-7295716
10330703 | 8006443-7295721
10433263 | 8006443-7295727
10434166 | 8006443-7295731
10336367 | 8006443-7295737
10336061 | 8006443-7295748
10334072 | 8006443-7295751
10436255 | 8006443-7295757
10434741 | 8006443-7295762
10435225 | 8006443-7295768
10436831 | 8006443-7296993
10435246 | 8006443-7298497
10433646 | 8006443-7298501
10434058 | 8006443-7298502
10434649 | 8006443-7298503
10471260 | 8006443-7306108
10439144 | 8006443-7307513
10439280 | 8006443-7307555
10333776 | 8006443-7310717
10332587 | 8006443-7310719
10333617 | 8006443-7310721
10332678 | 8006443-7310722
10337379 | 8006443-7310723
10335052 | 8006443-7310724
10439068 | 8006443-7311331
10436094 | 8006443-7312843
10437514 | 8006443-7312880
10436383 | 8006443-7313017
10435584 | 8006443-7321668
10434785 | 8006443-7325290
10329947 | 8006443-7339340
10497158 | 8006443-7341808
10335867 | 8006443-7344369
10988332 | 8006443-7345547
10988514 | 8006443-7345548
10471888 | 8006443-7345549
10988703 | 8006443-7345550
10988661 | 8006443-7345551
10471710 | 8006443-7345555
10471756 | 8006443-7345556
10471798 | 8006443-7345557
10471818 | 8006443-7345558
10471546 | 8006443-7345564
10634486 | 8006443-7345565
10471584 | 8006443-7345566
10471605 | 8006443-7345567
10471640 | 8006443-7345568
10988924 | 8006443-7345570
10989053 | 8006443-7345571
10438961 | 8006443-7358178
10336531 | 8006443-7359859
10335252 | 8006443-7361860
10340144 | 8006443-7364338
10340900 | 8006443-7368894
10336546 | 8006443-7368917
10334638 | 8006443-7368921
10341445 | 8006443-7368940
10328726 | 8006443-7368945
10329143 | 8006443-7368948
10328562 | 8006443-7368949
10329158 | 8006443-7368950
10333209 | 8006443-7368951
10331771 | 8006443-7368952
10329586 | 8006443-7368953
10332204 | 8006443-7368954
10333995 | 8006443-7368955
11188672 | 8006443-7370810
10334637 | 8006443-7373222
10336919 | 8006443-7381991
10336695 | 8006443-7382001
10339069 | 8006443-7382006
10339605 | 8006443-7382011
10336610 | 8006443-7382016
10522274 | 8006443-7383692
10526071 | 8006443-7383695
10526193 | 8006443-7383699
11189076 | 8006443-7387986
10826803 | 8006443-7388021
11187495 | 8006443-7388031
11187583 | 8006443-7388049
11187769 | 8006443-7388061
10826776 | 8006443-7388072
10785612 | 8006443-7388073
10526326 | 8006443-7390950
10526661 | 8006443-7390964
10452069 | 8006443-7390965
10452460 | 8006443-7390968
10633905 | 8006443-7392263
10526452 | 8006443-7392278
10785327 | 8006443-7392280
10785472 | 8006443-7392281
10526846 | 8006443-7392282
10826483 | 8006443-7392283
10451074 | 8006443-7395026
10826511 | 8006443-7395029
10768132 | 8006443-7395036
10896979 | 8006443-7395039
10826441 | 8006443-7397577
10526960 | 8006443-7397578
10526782 | 8006443-7397580
10797125 | 8006443-7397588
10797096 | 8006443-7397607
11188277 | 8006443-7398013
10503677 | 8006443-7400868
11189127 | 8006443-7405229
10988806 | 8006443-7405542
11188218 | 8006443-7405559
10785653 | 8006443-7410032
10826279 | 8006443-7410050
10945207 | 8006443-7410078
10352415 | 8006443-7412815
10451203 | 8006443-7424322
10383872 | 8006443-7425031
10451483 | 8006443-7425466
10451608 | 8006443-7428970
10451807 | 8006443-7430884
10452202 | 8006443-7431822
10451977 | 8006443-7432041
11187976 | 8006443-7433701
10451989 | 8006443-7437332
11188563 | 8006443-7439248
10896884 | 8006443-7440860
10451776 | 8006443-7444059
11188854 | 8006443-7455999
11189372 | 8006443-7456454
11189206 | 8006443-7476183
10435652 | 8006443-8077661
10434937 | 8006443-8077677
10434296 | 8006443-8077678
10330292 | 8006443-8215500
10330791 | 8006443-8215501
10333103 | 8006443-8231383
10432986 | 8006443-8240433
10496828 | 8006443-8240442
10337616 | 8006443-8240445
10340038 | 8006443-8240448
10337670 | 8006443-8283940
10335524 | 8006443-8283947
10337860 | 8006443-8283972
10338481 | 8006443-8283984
10338060 | 8006443-8283990
10338787 | 8006443-8284054
10337816 | 8006443-8284074
10338243 | 8006443-8284081
10337958 | 8006443-8284096
10339502 | 8006443-8284109
10334288 | 8006487-7404960
10437702 | 8006513-6802284
10332415 | 8006513-7011431
10328954 | 8006513-7011442
10432946 | 8006513-7011443
10436843 | 8006513-7011444
10328170 | 8006513-7011445
10437029 | 8006513-7011447
10439691 | 8006513-7017189
10437577 | 8006513-7017207
10432568 | 8006513-7017210
10438462 | 8006513-7128425
10439480 | 8006513-7128434
10333925 | 8006513-7142247
10437413 | 8006513-7153571
10437771 | 8006513-7153574
10340599 | 8006513-7153749
10433153 | 8006513-7153753
10439354 | 8006513-7153769
10439694 | 8006513-7153771
10778521 | 8006513-7153796
10778437 | 8006513-7153798
10340377 | 8006513-7171375
10438160 | 8006513-7171378
10342019 | 8006513-7171379
10329263 | 8006513-7171380
10331008 | 8006513-7171385
10330403 | 8006513-7171386
10335966 | 8006513-7171387
10471809 | 8006513-7171393
10438888 | 8006513-7179288
10341262 | 8006513-7185643
10333732 | 8006513-7185644
10341556 | 8006513-7185646
10340527 | 8006513-7195726
10328499 | 8006513-7211641
10338863 | 8006513-7221394
10338885 | 8006513-7221400
10339673 | 8006513-7221402
10439950 | 8006513-7238726
10437178 | 8006513-7268332
10341479 | 8006513-7269686
10440228 | 8006513-7273661
10437235 | 8006513-7273669
10329427 | 8006513-7277654
10328766 | 8006513-7288425
10331593 | 8006513-7291150
10435898 | 8006513-7291796
10435027 | 8006513-7292807
10433326 | 8006513-7295015
10438486 | 8006513-7295629
10329519 | 8006513-7295693
10433563 | 8006513-7295699
10330163 | 8006513-7295708
10332950 | 8006513-7295716
10330704 | 8006513-7295721
10433271 | 8006513-7295727
10434139 | 8006513-7295731
10336368 | 8006513-7295737
10336064 | 8006513-7295748
10334073 | 8006513-7295751
10436261 | 8006513-7295757
10434743 | 8006513-7295762
10435227 | 8006513-7295768
10436833 | 8006513-7296993
10435248 | 8006513-7298497
10433636 | 8006513-7298501
10434065 | 8006513-7298502
10434652 | 8006513-7298503
10471264 | 8006513-7306108
10331456 | 8006513-7307014
10439148 | 8006513-7307513
10439281 | 8006513-7307555
10333778 | 8006513-7310717
10332590 | 8006513-7310719
10333622 | 8006513-7310721
10332682 | 8006513-7310722
10337382 | 8006513-7310723
10335053 | 8006513-7310724
10439070 | 8006513-7311331
10436096 | 8006513-7312843
10437518 | 8006513-7312880
10436384 | 8006513-7313017
10435588 | 8006513-7321668
10434788 | 8006513-7325290
10329948 | 8006513-7339340
10497165 | 8006513-7341808
10335868 | 8006513-7344369
10471838 | 8006513-7345547
10471868 | 8006513-7345548
10471892 | 8006513-7345549
10471896 | 8006513-7345550
10471674 | 8006513-7345551
10471717 | 8006513-7345555
10471763 | 8006513-7345556
10471773 | 8006513-7345557
10471825 | 8006513-7345558
10471551 | 8006513-7345564
10471566 | 8006513-7345565
10471588 | 8006513-7345566
10471610 | 8006513-7345567
10471644 | 8006513-7345568
10353211 | 8006513-7345570
10353196 | 8006513-7345571
10438965 | 8006513-7358178
10336532 | 8006513-7359859
10335253 | 8006513-7361860
10340901 | 8006513-7368894
10336547 | 8006513-7368917
10334645 | 8006513-7368921
10341373 | 8006513-7368940
10328728 | 8006513-7368945
10329144 | 8006513-7368948
10328564 | 8006513-7368949
10329161 | 8006513-7368950
10333211 | 8006513-7368951
10331769 | 8006513-7368952
10329573 | 8006513-7368953
10332207 | 8006513-7368954
10333997 | 8006513-7368955
11188666 | 8006513-7370810
10334644 | 8006513-7373222
10336922 | 8006513-7381991
10336693 | 8006513-7382001
10339072 | 8006513-7382006
10339609 | 8006513-7382011
10336608 | 8006513-7382016
10522268 | 8006513-7383692
10526058 | 8006513-7383695
10526210 | 8006513-7383699
11189074 | 8006513-7387986
10826813 | 8006513-7388021
11187515 | 8006513-7388031
11187591 | 8006513-7388049
11187773 | 8006513-7388061
10826774 | 8006513-7388072
10785720 | 8006513-7388073
10526327 | 8006513-7390950
10526670 | 8006513-7390964
10452096 | 8006513-7390965
10452455 | 8006513-7390968
10633907 | 8006513-7392263
10526456 | 8006513-7392278
10785330 | 8006513-7392280
10785483 | 8006513-7392281
10526856 | 8006513-7392282
10826494 | 8006513-7392283
10451067 | 8006513-7395026
10826514 | 8006513-7395029
10768137 | 8006513-7395036
10897072 | 8006513-7395039
10826185 | 8006513-7397577
10526946 | 8006513-7397578
10526787 | 8006513-7397580
10797132 | 8006513-7397588
10797116 | 8006513-7397607
10768041 | 8006513-7398013
10503675 | 8006513-7400868
10334940 | 8006513-7400869
10334294 | 8006513-7404960
10337183 | 8006513-7404990
10527056 | 8006513-7405229
10988809 | 8006513-7405542
11188223 | 8006513-7405559
10352414 | 8006513-7412815
10451208 | 8006513-7424322
10383873 | 8006513-7425031
10451481 | 8006513-7425466
10451616 | 8006513-7428970
10451815 | 8006513-7430884
10452204 | 8006513-7431822
10452033 | 8006513-7432041
11187980 | 8006513-7433701
10451987 | 8006513-7437332
11188566 | 8006513-7439248
10896939 | 8006513-7440860
10451770 | 8006513-7444059
11188817 | 8006513-7455999
11189375 | 8006513-7456454
10945358 | 8006513-7465394
11189210 | 8006513-7476183
10435663 | 8006513-8077661
10434941 | 8006513-8077677
10434302 | 8006513-8077678
10331198 | 8006513-8206186
10330289 | 8006513-8215500
10330793 | 8006513-8215501
10331284 | 8006513-8231379
10333105 | 8006513-8231383
10340039 | 8006513-8240448
10337671 | 8006513-8283940
10335514 | 8006513-8283947
10337862 | 8006513-8283972
10338482 | 8006513-8283984
10338061 | 8006513-8283990
10338791 | 8006513-8284054
10337820 | 8006513-8284074
10338244 | 8006513-8284081
10337959 | 8006513-8284096
10339507 | 8006513-8284109
10438382 | 8006513-8305049
11187404 | 8006521-7344369
11187428 | 8006521-7368917
11188934 | 8006521-7383695
11188957 | 8006521-7383699
11187660 | 8006521-7387986
11187578 | 8006521-7388031
11187860 | 8006521-7388049
11187800 | 8006521-7388061
11188973 | 8006521-7388072
11189079 | 8006521-7388073
11189353 | 8006521-7392278
11187967 | 8006521-7392282
11187956 | 8006521-7395026
11188316 | 8006521-7397578
11188295 | 8006521-7398013
11189115 | 8006521-7405229
11189493 | 8006521-7405542
11188258 | 8006521-7405559
10945275 | 8006521-7410078
11188011 | 8006521-7433701
11188907 | 8006521-7439248
11189338 | 8006521-7455999
11189407 | 8006521-7456454
11188355 | 8006521-7466895
11189525 | 8006521-7476183
10437701 | 8006548-6802284
10328955 | 8006548-7011442
10432950 | 8006548-7011443
10436845 | 8006548-7011444
10328165 | 8006548-7011445
10437030 | 8006548-7011447
10439676 | 8006548-7017189
10432544 | 8006548-7017210
10328282 | 8006548-7082027
10438106 | 8006548-7085078
10333928 | 8006548-7142247
10437417 | 8006548-7153571
10437804 | 8006548-7153574
10340602 | 8006548-7153749
10433211 | 8006548-7153753
10439356 | 8006548-7153769
10778562 | 8006548-7153796
10778499 | 8006548-7153798
10340376 | 8006548-7171375
10438164 | 8006548-7171378
10342018 | 8006548-7171379
10329264 | 8006548-7171380
10331000 | 8006548-7171385
10330404 | 8006548-7171386
10335967 | 8006548-7171387
10471796 | 8006548-7171393
10438893 | 8006548-7179288
10341265 | 8006548-7185643
10333735 | 8006548-7185644
10328485 | 8006548-7211641
10525931 | 8006548-7221394
10451427 | 8006548-7221400
10513252 | 8006548-7221402
10341482 | 8006548-7269686
10440229 | 8006548-7273661
10329430 | 8006548-7277654
11187358 | 8006548-7283610
10328767 | 8006548-7288425
10331595 | 8006548-7291150
10435896 | 8006548-7291796
10435029 | 8006548-7292807
10433334 | 8006548-7295015
10438488 | 8006548-7295629
10329516 | 8006548-7295693
10433565 | 8006548-7295699
10330166 | 8006548-7295708
10332951 | 8006548-7295716
10330705 | 8006548-7295721
10433252 | 8006548-7295727
10434154 | 8006548-7295731
10336369 | 8006548-7295737
10336062 | 8006548-7295748
10334144 | 8006548-7295751
10436267 | 8006548-7295757
10434745 | 8006548-7295762
10435221 | 8006548-7295768
10436835 | 8006548-7296993
10435252 | 8006548-7298497
10433640 | 8006548-7298501
10434071 | 8006548-7298502
10434639 | 8006548-7298503
10471267 | 8006548-7306108
10333780 | 8006548-7310717
10332580 | 8006548-7310719
10333626 | 8006548-7310721
10332686 | 8006548-7310722
10337385 | 8006548-7310723
10335054 | 8006548-7310724
10439072 | 8006548-7311331
10436099 | 8006548-7312843
10436386 | 8006548-7313017
10435590 | 8006548-7321668
10434786 | 8006548-7325290
10329949 | 8006548-7339340
10497256 | 8006548-7341808
10335871 | 8006548-7344369
10988376 | 8006548-7345547
10988548 | 8006548-7345548
10988572 | 8006548-7345549
10988601 | 8006548-7345550
10988764 | 8006548-7345551
10497380 | 8006548-7345555
10497364 | 8006548-7345556
10497866 | 8006548-7345557
10944940 | 8006548-7345558
10634083 | 8006548-7345564
10634401 | 8006548-7345565
10634200 | 8006548-7345566
10634125 | 8006548-7345567
10634431 | 8006548-7345568
10988951 | 8006548-7345570
10989052 | 8006548-7345571
10438967 | 8006548-7358178
10340145 | 8006548-7364338
10340902 | 8006548-7368894
10336552 | 8006548-7368917
10790393 | 8006548-7368921
10341374 | 8006548-7368940
10328730 | 8006548-7368945
10329647 | 8006548-7368948
10328560 | 8006548-7368949
10329160 | 8006548-7368950
10333212 | 8006548-7368951
10331772 | 8006548-7368952
10329575 | 8006548-7368953
10332210 | 8006548-7368954
10333999 | 8006548-7368955
10335348 | 8006548-7373222
10522178 | 8006548-7383692
10526103 | 8006548-7383695
10526259 | 8006548-7383699
11187720 | 8006548-7387986
11187448 | 8006548-7388031
11188978 | 8006548-7388072
11189092 | 8006548-7388073
10526562 | 8006548-7390950
10527210 | 8006548-7390964
10452260 | 8006548-7390965
10452308 | 8006548-7390968
10633953 | 8006548-7392263
10526499 | 8006548-7392278
10785425 | 8006548-7392280
10785371 | 8006548-7392281
10526889 | 8006548-7392282
10826660 | 8006548-7392283
10451101 | 8006548-7395026
10826567 | 8006548-7395029
10768175 | 8006548-7395036
10897034 | 8006548-7395039
10826232 | 8006548-7397577
10526719 | 8006548-7397578
10527004 | 8006548-7397580
10797189 | 8006548-7397588
11188300 | 8006548-7398013
11189121 | 8006548-7400868
11189116 | 8006548-7405229
11189468 | 8006548-7405542
11188084 | 8006548-7405559
10785697 | 8006548-7410032
10826349 | 8006548-7410050
10945261 | 8006548-7410078
10352410 | 8006548-7412815
10451275 | 8006548-7424322
10383878 | 8006548-7425031
10451461 | 8006548-7425466
10451655 | 8006548-7428970
10451853 | 8006548-7430884
10451876 | 8006548-7431822
10452171 | 8006548-7432041
11188029 | 8006548-7433701
10452026 | 8006548-7437332
11188853 | 8006548-7439248
10451557 | 8006548-7444059
11189262 | 8006548-7455999
11189431 | 8006548-7456454
11189555 | 8006548-7476183
10434945 | 8006548-8077677
10434310 | 8006548-8077678
10331200 | 8006548-8206186
10330788 | 8006548-8215501
10331288 | 8006548-8231379
10333104 | 8006548-8231383
10432995 | 8006548-8240433
10496884 | 8006548-8240442
10337620 | 8006548-8240445
10340040 | 8006548-8240448
10337672 | 8006548-8283940
10335519 | 8006548-8283947
10337864 | 8006548-8283972
10338486 | 8006548-8283984
10338795 | 8006548-8284054
10337824 | 8006548-8284074
10338245 | 8006548-8284081
10337960 | 8006548-8284096
10339511 | 8006548-8284109
10440071 | 8006578-10089156
10437703 | 8006673-6802284
10435672 | 8006673-8077661
10437705 | 8006674-6802284
10437706 | 8006675-6802284
10437704 | 8006684-6802284
10329520 | 8006684-7295693
10433564 | 8006684-7295699
10340903 | 8006684-7368894
10797123 | 8006684-7397588
10434935 | 8006684-8077677
10433001 | 8006684-8240433
10337673 | 8006684-8283940
10335522 | 8006684-8283947
10337863 | 8006684-8283972
10337961 | 8006684-8284096
10337865 | 8006685-8283972
10337962 | 8006685-8284096
11188620 | 8006802-7370810
10496774 | 8006802-8240442
10790345 | 8006802-8240445
10383984 | 8006802-8240448
10338798 | 8006802-8284054
10337813 | 8006802-8284074
10328286 | 8201394-7082027
10334659 | 8201394-7367010
10432905 | 8201600-7011443
10438108 | 8201600-7085078
10340516 | 8201600-7195726
10633837 | 8201600-7221400
10768201 | 8201600-7221402
11189263 | 8201600-7455999
10434315 | 8201600-8077678
10331343 | 8201600-8231379
10333107 | 8201600-8231383
10433007 | 8201600-8240433
10496887 | 8201600-8240442
10337624 | 8201600-8240445
10340037 | 8201600-8240448
10768050 | 8227704-7383692
10526074 | 8227704-7383695
10789847 | 8227704-7383699
10332419 | 8229809-7011431
10328958 | 8229809-7011442
10432916 | 8229809-7011443
10436848 | 8229809-7011444
10328167 | 8229809-7011445
10437131 | 8229809-7011447
10437578 | 8229809-7017207
10328291 | 8229809-7082027
10438110 | 8229809-7085078
10437814 | 8229809-7153574
10439360 | 8229809-7153769
10778393 | 8229809-7153796
10778329 | 8229809-7153798
10340379 | 8229809-7171375
10438168 | 8229809-7171378
10342020 | 8229809-7171379
10329268 | 8229809-7171380
10330407 | 8229809-7171386
10335968 | 8229809-7171387
10471811 | 8229809-7171393
10341263 | 8229809-7185643
10333737 | 8229809-7185644
10341555 | 8229809-7185646
10340521 | 8229809-7195726
10525912 | 8229809-7221394
10451378 | 8229809-7221400
10513215 | 8229809-7221402
10341485 | 8229809-7269686
11187369 | 8229809-7283610
10328769 | 8229809-7288425
10433566 | 8229809-7295699
10332952 | 8229809-7295716
10330706 | 8229809-7295721
10436838 | 8229809-7296993
10433644 | 8229809-7298501
10434076 | 8229809-7298502
10434645 | 8229809-7298503
10439152 | 8229809-7307513
10435448 | 8229809-7321668
10329950 | 8229809-7339340
10988576 | 8229809-7345550
10944880 | 8229809-7345556
10944968 | 8229809-7345557
10945053 | 8229809-7345564
10945130 | 8229809-7345565
10961942 | 8229809-7345566
10945078 | 8229809-7345567
10438969 | 8229809-7358178
10340904 | 8229809-7368894
10336548 | 8229809-7368917
10790387 | 8229809-7368921
10341375 | 8229809-7368940
10328717 | 8229809-7368945
10329646 | 8229809-7368948
10328561 | 8229809-7368949
10329159 | 8229809-7368950
10333214 | 8229809-7368951
10331770 | 8229809-7368952
10329577 | 8229809-7368953
10332213 | 8229809-7368954
10334001 | 8229809-7368955
10335347 | 8229809-7373222
10522170 | 8229809-7383692
10526092 | 8229809-7383695
10526240 | 8229809-7383699
10526551 | 8229809-7390950
10526691 | 8229809-7390964
10452184 | 8229809-7390965
10452291 | 8229809-7390968
10526480 | 8229809-7392278
10526877 | 8229809-7392282
10826539 | 8229809-7395029
10897069 | 8229809-7395039
10826209 | 8229809-7397577
10526708 | 8229809-7397578
10526994 | 8229809-7397580
10797181 | 8229809-7397588
11188340 | 8229809-7400868
10785678 | 8229809-7410032
10826324 | 8229809-7410050
10329943 | 8229809-7412815
10451246 | 8229809-7424322
10337282 | 8229809-7425031
10337123 | 8229809-7425466
10451838 | 8229809-7430884
10452232 | 8229809-7431822
10452103 | 8229809-7432041
11188012 | 8229809-7433701
10383956 | 8229809-7437332
11188827 | 8229809-7439248
10896914 | 8229809-7440860
10451544 | 8229809-7444059
11189330 | 8229809-7455999
11189419 | 8229809-7456454
11189533 | 8229809-7476183
10435653 | 8229809-8077661
10434939 | 8229809-8077677
10434318 | 8229809-8077678
10331203 | 8229809-8206186
10330290 | 8229809-8215500
10330790 | 8229809-8215501
10331344 | 8229809-8231379
10333106 | 8229809-8231383
10433012 | 8229809-8240433
10496868 | 8229809-8240442
10337628 | 8229809-8240445
10339646 | 8229809-8240448
10337674 | 8229809-8283940
10335527 | 8229809-8283947
10337867 | 8229809-8283972
10338490 | 8229809-8283984
10338062 | 8229809-8283990
10338805 | 8229809-8284054
10337814 | 8229809-8284074
10338228 | 8229809-8284081
10337963 | 8229809-8284096
10339500 | 8229809-8284109
10332416 | 8252413-7011431
10328956 | 8252413-7011442
10432920 | 8252413-7011443
10436855 | 8252413-7011444
10328169 | 8252413-7011445
10437132 | 8252413-7011447
10328294 | 8252413-7082027
10438113 | 8252413-7085078
10439364 | 8252413-7153769
10439710 | 8252413-7153771
10340380 | 8252413-7171375
10438135 | 8252413-7171378
10342023 | 8252413-7171379
10329267 | 8252413-7171380
10471805 | 8252413-7171393
10341266 | 8252413-7185643
10333738 | 8252413-7185644
10341557 | 8252413-7185646
10340525 | 8252413-7195726
10525934 | 8252413-7221394
10451430 | 8252413-7221400
10513255 | 8252413-7221402
10341487 | 8252413-7269686
11187362 | 8252413-7283610
10328768 | 8252413-7288425
10433567 | 8252413-7295699
10332953 | 8252413-7295716
10330707 | 8252413-7295721
10436842 | 8252413-7296993
10433648 | 8252413-7298501
10434028 | 8252413-7298502
10434641 | 8252413-7298503
10439156 | 8252413-7307513
10435451 | 8252413-7321668
10329951 | 8252413-7339340
10988592 | 8252413-7345550
10944971 | 8252413-7345557
10944943 | 8252413-7345558
10945055 | 8252413-7345564
10945188 | 8252413-7345565
10961940 | 8252413-7345566
10945108 | 8252413-7345567
10438971 | 8252413-7358178
10340905 | 8252413-7368894
10336549 | 8252413-7368917
10790392 | 8252413-7368921
10341376 | 8252413-7368940
10328719 | 8252413-7368945
10329648 | 8252413-7368948
10328563 | 8252413-7368949
10329162 | 8252413-7368950
10333216 | 8252413-7368951
10331773 | 8252413-7368952
10329579 | 8252413-7368953
10332205 | 8252413-7368954
10334003 | 8252413-7368955
11188420 | 8252413-7370810
10335346 | 8252413-7373222
10522182 | 8252413-7383692
10526106 | 8252413-7383695
10526262 | 8252413-7383699
11187726 | 8252413-7387986
11187446 | 8252413-7388031
11187909 | 8252413-7388049
11187821 | 8252413-7388061
11188979 | 8252413-7388072
11189090 | 8252413-7388073
10526565 | 8252413-7390950
10527121 | 8252413-7390964
10452261 | 8252413-7390965
10452309 | 8252413-7390968
10633954 | 8252413-7392263
10526489 | 8252413-7392278
10785431 | 8252413-7392280
10785390 | 8252413-7392281
10526888 | 8252413-7392282
10826661 | 8252413-7392283
10451103 | 8252413-7395026
10826573 | 8252413-7395029
10768179 | 8252413-7395036
10897036 | 8252413-7395039
10826236 | 8252413-7397577
10526720 | 8252413-7397578
10527006 | 8252413-7397580
10797188 | 8252413-7397588
10503755 | 8252413-7400868
11188085 | 8252413-7405559
10785699 | 8252413-7410032
10826350 | 8252413-7410050
10945265 | 8252413-7410078
10329944 | 8252413-7412815
10451279 | 8252413-7424322
10337284 | 8252413-7425031
10337125 | 8252413-7425466
10451857 | 8252413-7430884
10451882 | 8252413-7431822
10452181 | 8252413-7432041
11188048 | 8252413-7433701
10383976 | 8252413-7437332
11188898 | 8252413-7439248
10896936 | 8252413-7440860
10451560 | 8252413-7444059
11189264 | 8252413-7455999
11189433 | 8252413-7456454
11189552 | 8252413-7476183
10435665 | 8252413-8077661
10434943 | 8252413-8077677
10434323 | 8252413-8077678
10331206 | 8252413-8206186
10330293 | 8252413-8215500
10330792 | 8252413-8215501
10331286 | 8252413-8231379
10333108 | 8252413-8231383
10432972 | 8252413-8240433
10496882 | 8252413-8240442
10337626 | 8252413-8240445
10339647 | 8252413-8240448
10337675 | 8252413-8283940
10335525 | 8252413-8283947
10337869 | 8252413-8283972
10338494 | 8252413-8283984
10338063 | 8252413-8283990
10338790 | 8252413-8284054
10337815 | 8252413-8284074
10338231 | 8252413-8284081
10337964 | 8252413-8284096
10339504 | 8252413-8284109
10332420 | 8528309-7011431
10523616 | 8528309-7011444
10328171 | 8528309-7011445
10523615 | 8528309-7011447
10451781 | 8528309-7017189
10523618 | 8528309-7017207
10523617 | 8528309-7082027
10333933 | 8528309-7142247
10523619 | 8528309-7153571
10523622 | 8528309-7153574
10340606 | 8528309-7153749
10523620 | 8528309-7153753
10523621 | 8528309-7153769
10778408 | 8528309-7153796
10778325 | 8528309-7153798
10340383 | 8528309-7171375
10523623 | 8528309-7171378
10342026 | 8528309-7171379
10329271 | 8528309-7171380
10331003 | 8528309-7171385
10330409 | 8528309-7171386
10523625 | 8528309-7171387
10523624 | 8528309-7171393
10523626 | 8528309-7179288
10333740 | 8528309-7185644
10341560 | 8528309-7185646
10328487 | 8528309-7211641
10525801 | 8528309-7221394
10451245 | 8528309-7221400
10513145 | 8528309-7221402
10341486 | 8528309-7269686
10523627 | 8528309-7273661
10329414 | 8528309-7277654
10331588 | 8528309-7291150
10523631 | 8528309-7291796
10523629 | 8528309-7292807
10523633 | 8528309-7295015
10523628 | 8528309-7295699
10330167 | 8528309-7295708
10330708 | 8528309-7295721
10523632 | 8528309-7295727
10523630 | 8528309-7295731
10380548 | 8528309-7295751
10523634 | 8528309-7295762
10523635 | 8528309-7295768
10523639 | 8528309-7306108
10523637 | 8528309-7307513
10768219 | 8528309-7307923
10471251 | 8528309-7309902
10523636 | 8528309-7312843
10437522 | 8528309-7312880
10523640 | 8528309-7313017
10523638 | 8528309-7325290
10497166 | 8528309-7341808
10988356 | 8528309-7345547
10988528 | 8528309-7345548
10988468 | 8528309-7345549
10988622 | 8528309-7345551
10497308 | 8528309-7345555
10497570 | 8528309-7345556
10497428 | 8528309-7345557
10944961 | 8528309-7345558
10634342 | 8528309-7345564
10634148 | 8528309-7345566
10438973 | 8528309-7358178
10335254 | 8528309-7361860
10340125 | 8528309-7364338
10334665 | 8528309-7367010
10523641 | 8528309-7368894
10341377 | 8528309-7368940
10523642 | 8528309-7368945
10513148 | 8528309-7368948
10523644 | 8528309-7368949
10513267 | 8528309-7368952
10450911 | 8528309-7368953
10450919 | 8528309-7368955
10335349 | 8528309-7373222
10336904 | 8528309-7381991
10336697 | 8528309-7382001
10450957 | 8528309-7382006
10450975 | 8528309-7382011
10451020 | 8528309-7382016
10768029 | 8528309-7383692
10525990 | 8528309-7383695
10789841 | 8528309-7383699
11189050 | 8528309-7387986
11187607 | 8528309-7388049
11188983 | 8528309-7388073
10526178 | 8528309-7390950
10526601 | 8528309-7390964
10452346 | 8528309-7390965
10452387 | 8528309-7390968
10526394 | 8528309-7392278
10526795 | 8528309-7392282
10451021 | 8528309-7395026
10826301 | 8528309-7395029
10768067 | 8528309-7395036
10896981 | 8528309-7395039
10826436 | 8528309-7397577
10526916 | 8528309-7397578
10526743 | 8528309-7397580
10796881 | 8528309-7397588
10796972 | 8528309-7397607
10333372 | 8528309-7398013
10336146 | 8528309-7400869
10523643 | 8528309-7404960
10523645 | 8528309-7404990
10527156 | 8528309-7405229
10785544 | 8528309-7410032
10826170 | 8528309-7410050
10945186 | 8528309-7410078
10472302 | 8528309-7412815
10451153 | 8528309-7424322
10383859 | 8528309-7425031
10451472 | 8528309-7425466
10451487 | 8528309-7428970
10451674 | 8528309-7430884
10452073 | 8528309-7431822
10451914 | 8528309-7432041
11188117 | 8528309-7433701
10383893 | 8528309-7437332
11188614 | 8528309-7439248
10451687 | 8528309-7444059
11159686 | 8528309-7444378
11188886 | 8528309-7455999
11189295 | 8528309-7456454
10945382 | 8528309-7465394
11189530 | 8528309-7476183
10435671 | 8528309-8077661
10523646 | 8528309-8077677
10331209 | 8528309-8206186
10523652 | 8528309-8215500
10523657 | 8528309-8215501
10337044 | 8528309-8215503
10383953 | 8528309-8231379
10523647 | 8528309-8231383
10523656 | 8528309-8240433
10496760 | 8528309-8240442
10339745 | 8528309-8240448
10335529 | 8528309-8283947
10337866 | 8528309-8283972
10338484 | 8528309-8283984
10338064 | 8528309-8283990
10338794 | 8528309-8284054
10337817 | 8528309-8284074
10338233 | 8528309-8284081
10337965 | 8528309-8284096
10339508 | 8528309-8284109
10496835 | 9009074-8240442
10896953 | 9161506-7425031
10897063 | 9161506-7432041
11189567 | 9161506-7476183
10435677 | 9161506-8077661
10337045 | 9161506-8215503
10341488 | 9181231-7269686
10333742 | 9184359-7185644
10451824 | 9600319-7430884
10333945 | BORE-7142247
10333938 | FG ELBOW-3-7142247
10826882 | FG ELBOW-3-7390964
10768216 | FG ELBOW-3-7390965
10768217 | FG ELBOW-3-7390968
10826375 | FG ELBOW-3-7397578
10826883 | FG ELBOW-4-7390964
11159716 | HDD-3-7444378
11159720 | HDD-4-7444378
10336991 | HDD-4-8215503
10336992 | HDD-6-8215503
11159721 | HDPE-3-7444378
10336989 | HDPE-4-8215503
10332424 | HDPE-6-7011431
10328283 | HDPE-6-7082027
11159727 | HDPE-6-7444378
10435660 | HDPE-6-8077661
10336990 | HDPE-6-8215503
10438383 | HDPE-6-8305049
10328287 | HHD-6-7082027
11159717 | HYDROVAC-7444378
10336993 | HYDROVAC-8215503
10333942 | PVC-3-7142247
10340601 | PVC-3-7153749
11159718 | TRENCH-3-7444378
11159722 | TRENCH-4-7444378
10340605 | TRENCH-7153749
10341908 | VACSWITCH-7325526
10339776 | VACSWITCH-7335354

## Mapping
WBS | Type | Discipline/Commodity | UofM | WO # | Workpackage ID | SN | Desciption | PO | S/N | Description | SN | Desciption | PO
1116 | Activity | Electrical | EA | 7548745 | 127748 | 1008000 | POLE, STEEL, 40FT, CLASS 2, DISTRIBUTION | Bulk | 1000957 | LUBE,PULLING,CABLE,WINTER GRADE,1 GALLON | 1008000 | POLE, STEEL, 40FT, CLASS 2, DISTRIBUTION | STR
1007 | Activity | Electrical | FT | 7431863 | 127747 | 8006412 | POLE, STEEL, 45FT, CLASS 1, DISTRIBUTION | Bulk | 1000958 | LUBE,PULLING,CBL,WINTER WEATHER,5 GAL | 8006412 | POLE, STEEL, 45FT, CLASS 1, DISTRIBUTION | STR
1009 | Activity | Electrical | KAN | 7427596 | 127746 | 8006413 | POLE, STEEL, 50FT, CLASS 1, DISTRIBUTION | Bulk | 1001592 | ANCHOR ASSY,24" X 5/16" DISK,1" X 10' ROD | 8006413 | POLE, STEEL, 50FT, CLASS 1, DISTRIBUTION | STR
1010 | Activity | Electrical | LB | 7427592 | 127745 | 1008009 | POLE, STEEL, 55FT, CLASS 1, DISTRIBUTION | Bulk | 1001594 | ANCHOR ASSEMBLY,30" DISK ANCHOR | 1008009 | POLE, STEEL, 55FT, CLASS 1, DISTRIBUTION | STR
1044 | Activity | Electrical | PAA | 7427312 | 127744 | 1008012 | POLE, STEEL, 60FT, CLASS 1, DISTRIBUTION | Bulk | 1001998 | LINK,CLEVIS,EYE,15"C-C,NAR THRT,13/16"EY | 1008012 | POLE, STEEL, 60FT, CLASS 1, DISTRIBUTION | STR
1045 | Activity | Electrical | PT | 7358178 | 127743 | 4504908 | CONDUCTOR, AAC, 4/0, 7STR, OXLIP | Bulk | 1002438 | BRACKET,MTG,UG,TERM,0.75" - 3" | 4504908 | CONDUCTOR, AAC, 4/0, 7STR, OXLIP | PDC
1046 | Activity | Electrical | Reel | 7310724 | 127742 | 4505077 | CONDUCTOR, AAC, 477KCMIL, 19STR, COSMOS | Bulk | 1002715 | SUSPENSION ASSY,WIRE,1/2"EHS,FORMED GRIP | 4505077 | CONDUCTOR, AAC, 477KCMIL, 19STR, COSMOS | PDC
1047 | Activity | Electrical | YD | 7295737 | 127741 | 4508701 | CONDUCTOR, ACSR, 1/0, 6/1STR, RAVEN | Bulk | 1002760 | CONN,MINIWG,1/0AAAC/ACSR/AAC/CU STR-#4 | 4508701 | CONDUCTOR, ACSR, 1/0, 6/1STR, RAVEN | PDC
1008 | Activity | Electrical | HR | 7291793 | 127265 | 4509006 | CONDUCTOR, ACSR, 4/0, 6/1STR, PENGUIN, 36" | Bulk | 1002762 | CONN,MINIWG,1/0AAAC/ACSR/AAC/CU STR-1/0 | 4509006 | CONDUCTOR, ACSR, 4/0, 6/1STR, PENGUIN, 36" | PDC
1043 | Activity | Electrical | LF | 8231407 | 126743 | 8006173 | CONDUCTOR, TREE WIRE, 1/0 ACSR, 15KV, GRY | Bulk | 1002768 | CONN,MINIWG,4/0AAAC/ACSR/AAC/CU STR-2/0 | 8006173 | CONDUCTOR, TREE WIRE, 1/0 ACSR, 15KV, GRY | PDC
|  |  |  | 8231406 | 126742 | 8006174 | CONDUCTOR, TREE WIRE, 4/0 ACSR, 15KV, GRY | Bulk | 1002799 | CLIP,BONDING,1/2" BOLT | 8006174 | CONDUCTOR, TREE WIRE, 4/0 ACSR, 15KV, GRY | PDC
|  |  |  | 8222499 | 126741 | 8006175 | CONDUCTOR, TREE WIRE, 477ACSR, 15KV, GRY | Bulk | 1002800 | CLIP,BONDING,5/8" BOLT | 8006175 | CONDUCTOR, TREE WIRE, 477ACSR, 15KV, GRY | PDC
|  |  |  | 8206187 | 126740 | 8006177 | CONDUCTOR, TREE WIRE, 795 ACSR, 15KV, GRY | Bulk | 1002801 | CLIP,BONDING,3/4" BOLT | 8006177 | CONDUCTOR, TREE WIRE, 795 ACSR, 15KV, GRY | PDC
|  |  |  | 8077847 | 126739 | 8006178 | CONDUCTOR,TREE WIRE,1/0 ACSR,25KV,GRAY^ | Bulk | 1002802 | CLIP,BONDING,7/8" BOLT | 8006178 | CONDUCTOR,TREE WIRE,1/0 ACSR,25KV,GRAY^ | PDC
|  |  |  | 8077848 | 126738 | 8006179 | CONDUCTOR,TREE WIRE,4/0 ACSR,25KV,GRAY^ | Bulk | 1002803 | CLIP,BONDING,1" BOLT | 8006179 | CONDUCTOR,TREE WIRE,4/0 ACSR,25KV,GRAY^ | PDC
|  |  |  | 7489643 | 126737 | 8006180 | CONDUCTOR,TREE WIRE,477 ACSR,25KV,GRAY^ | Bulk | 1002806 | CLAMP,SUSP,AL,0.40"-0.86",W/H.L.SKTEYE15 | 8006180 | CONDUCTOR,TREE WIRE,477 ACSR,25KV,GRAY^ | PDC
|  |  |  | 7460179 | 126736 | 7999063 | POLE,STEEL,60 FT,WEATHERING,UNGUYED ANGL | LLM | 1002807 | CLAMP,SUSP,AL,0.50"-1.00",W/H.L.SKTEYE15 | 7999063 | POLE,STEEL,60 FT,WEATHERING,UNGUYED ANGL | STR
|  |  |  | 7444059 | 126735 | 7991952 | POLE,STEEL,55,DE,SELF-SUPRT,DB,1820FT-K^ | LLM | 1002809 | CLAMP,SUSP,AL,0.90"-1.39",W/H.L.SKTEYE15 | 7991952 | POLE,STEEL,55,DE,SELF-SUPRT,DB,1820FT-K^ | STR
|  |  |  | 7437332 | 126734 | 8005893 | CONDUCTOR, COVERED, SPACER, 1/0, 15KV, GRY | LLM | 1002821 | LINK,CLEVIS,EYE,15"C-C,WIDE THRT,13/16"E | 8005893 | CONDUCTOR, COVERED, SPACER, 1/0, 15KV, GRY | PDC
|  |  |  | 7432041 | 126733 | 8005894 | CONDUCTOR, COVERED, SPACER, 4/0, 15KV, GRY | LLM | 1002824 | INSUL,STRAIN,FBRGL,252",CLEVIS,W/ROLL,2 | 8005894 | CONDUCTOR, COVERED, SPACER, 4/0, 15KV, GRY | PDC
|  |  |  | 7427594 | 126732 | 8005895 | CONDUCTOR,COVERED,SPACER, 477, 15 KV,GRY | LLM | 1002825 | INSUL,STRAIN,FBRGL,119.5",DOUBLE ROLLER | 8005895 | CONDUCTOR,COVERED,SPACER, 477, 15 KV,GRY | PDC
|  |  |  | 7427589 | 126731 | 8005896 | CONDUCTOR,COVERED,SPACER, 795, 15 KV,GRY | LLM | 1002836 | CLAMP,DE,STRAIN,QUAD,0.30"-0.84",GALV | 8005896 | CONDUCTOR,COVERED,SPACER, 795, 15 KV,GRY | PDC
|  |  |  | 7427322 | 126730 | 4518007 | CONDUCTOR, WIRE, #6, SOFT DRAWN SOLID, BARE, | LLM | 1002858 | CONN,UG,SPLICE,#2STR W/#2STR,15KV | 4518007 | CONDUCTOR, WIRE, #6, SOFT DRAWN SOLID, BARE, | PDC
|  |  |  | 7319320 | 126729 | 4518205 | CONDUCTOR, CU, #4, SOL, BARE, SOFT DRAWN | LLM | 1002862 | CONN,UG,SPLICE,#2STR W/1/0SOL,25KV | 4518205 | CONDUCTOR, CU, #4, SOL, BARE, SOFT DRAWN | PDC
|  |  |  | 7313017 | 126728 | 8000812 | CONDUCTOR, #4-7STR CU, SOFT-D, 110 MILS CVR | LLM | 1002870 | CONN,UG,SPLICE,#2SOL W/ 1/0 SOL,15KV | 8000812 | CONDUCTOR, #4-7STR CU, SOFT-D, 110 MILS CVR | PDC
|  |  |  | 7310723 | 126727 | 5800354 | INSUL,POST,115KV,VERT,POLY,43",5" BC | LLM | 1003319 | CONN,STIRRUP,BLTD,336-795AL/ACSR,1/0SOL | 1007995 | POLE, STEEL, 30FT, CLASS 3, DISTRIBUTION | STR
|  |  |  | 7298501 | 126726 | 3002241 | INSUL,POST,138KV,VERT,POLY,61",5"BC | LLM | 1003622 | ARM,DAVIT,STL,7'-6"L,1'-9" RISE,WOOD POL | 1007996 | POLE, STEEL, 35FT, CLASS 5, DISTRIBUTION | STR
|  |  |  | 7382016 | 123172 | 7992866 | INSUL,POST,161KV,HORZ,POLY,70",HIGH STRN | LLM | 1003652 | TRUSS,STL,115/138KV,27'L,3'-8.25" HIGH | 1007999 | POLE, STEEL, 40FT, CLASS 3, DISTRIBUTION | STR
|  |  |  | 7298502 | 123171 | 5800350 | INSUL,POST,161KV,HORZ,POLY,70",INTEGRAL | LLM | 1003667 | WASHER,SQ,CURVED,4" X 4" X 1/4",11/16" HOLE | 1008002 | POLE, STEEL, 45FT, CLASS 3, DISTRIBUTION | STR
|  |  |  | 7295708 | 123170 | 8003013 | INSUL,POST,161KV,HORZ,POLY,TRUN,HI STRTH | LLM | 1003668 | WASHER,SQ,CURVED,4" X 4",1-1/16" HOLE,REIN | 1008003 | POLE, STEEL, 45FT, CLASS 2, DISTRIBUTION | STR
|  |  |  | 10089674 | 123169 | 5800340 | INSUL,SUSP,POLY,115KV,35-45"^ | LLM | 1003669 | WASHER,SQ,CURVED,6" X 6" X 3/8",1-1/16" HOLE | 1008005 | POLE, STEEL, 50FT, CLASS 3, DISTRIBUTION | STR
|  |  |  | 7291150 | 123168 | 5800341 | INSUL,SUSP,POLY,115kV/138kV,46"-54" | LLM | 1004378 | CLEVIS,Y,EYE,1/2" THICK EYE,11/16" HOLE | 1008006 | POLE, STEEL, 50FT, CLASS 2, DISTRIBUTION | STR
|  |  |  | 7277654 | 123167 | 5800342 | INSUL,SUSP,POLY,138kV/161kV,58"-68" | LLM | 1004379 | CLEVIS,Y,EYE,3/4" THICK EYE,13/16" HOLE | 1008007 | POLE, STEEL, 55FT, CLASS 3, DISTRIBUTION | STR
|  |  |  | 7295716 | 123166 | 5800343 | INSUL,SUSP,POLY,161KV,69" - 76" | LLM | 1004384 | DEADEND,COMP,SGL TNG,VERT EYE,397.5ACSR | 1008010 | POLE, STEEL, 60FT, CLASS 3, DISTRIBUTION | STR
|  |  |  | 7295721 | 123165 | 8004014 | XFMR,FXD LOAD,7200,120,1KVA,SEC BUSH | LLM | 1004385 | DEADEND,COMP,SGL TNG,VERT EYE,795ACSR,DR | 1008200 | POLE, FBRGL,ROUND, 30', CLASS 5, DISTR | STR
|  |  |  | 7310722 | 123164 | 9161506 | XFMR,PAD,1PH,25,7.2,240/120,DT | LLM | 1004501 | CONN,SF,4/0AAC/AAAC/ACSR/CU,1/0AWAC | 1008202 | POLE, FBRGL, ROUND, 40', CLASS 3, DISTR | STR
|  |  |  | 7345570 | 123163 | 4600002 | XFMR,PAD,1PH,25,7.2,240/120,NT | LLM | 1004526 | CONN,SF,795AAC,795AAC/556ACSR | 1008204 | POLE, FBRGL, ROUND, 45', CLASS 2, DISTR | STR
|  |  |  | 7361860 | 123162 | 4700215 | XFMR,PAD,3PH,75,7.2,208,LOOP,DT | LLM | 1004610 | CONN,SF,4/0AAC/AAAC/ACSR-3/0ACSR,4CU | 1614354 | POLE, WOOD, 35FT, CLASS 4, DISTRIBUTION | STR
|  |  |  | 7381991 | 123161 | 4500297 | XFMR,POLE,10,12.0,120/240,CT,ARR | LLM | 1004927 | BUS,INSUL,SEC,SUBMERSIBLE,8 POSN,1000A | 1614403 | POLE, WOOD, 40FT, CLASS 3, DISTRIBUTION | STR
|  |  |  | 7382001 | 123160 | 4500366 | XFMR,POLE,10,14.4,120/240,DT,ARR | LLM | 1004956 | SPLICE,UG,COLD,15KV,1000KCM,175MIL | 1614453 | POLE, WOOD, 45FT, CLASS 3, DISTRIBUTION | STR
|  |  |  | 7382006 | 123159 | 4500353 | XFMR,POLE,10,7.2,120/240,DT,ARR | LLM | 1005076 | TIE,SPOOL,EZ-WRAP,4ACSR/AAAC & 4-5/2AWAC | 1616503 | POLE, WOOD, 50FT, CLASS 3, TRANSMISSION | STR
|  |  |  | 7382011 | 123158 | 4500357 | XFMR,POLE,100,7.2,120/240,DT,ARR | LLM | 1005077 | TIE,SPOOL,EZ-WRAP,2ACSR/AAAC & 2-4/2AWAC | 1616553 | POLE, WOOD, 55FT, CLASS 3, TRANSMISSION | STR
|  |  |  | 7383692 | 123157 | 4500460 | XFMR,POLE,15,12.0,120/240,CT,ARR | LLM | 1005078 | TIE,SPOOL,EZ-WRAP,1/0 ACSR/AAAC | 7991547 | POLE, STEEL, 60FT, CLASS 1 | STR
|  |  |  | 7388021 | 123156 | 4500497 | XFMR,POLE,15,7.2,120/240,DT,ARR | LLM | 1005081 | TIE,SPOOL,EZ-WRAP,4/0AAC/ACSR/AAAC-250AA | 8005875 | POLE, FBRGL,ROUND, 55', CLASS 3, DISTR | STR
|  |  |  | 7392263 | 123155 | 4500298 | XFMR,POLE,25,12.0,120/240,CT,ARR | LLM | 1005085 | TIE,SPOOL,EZ-WRAP,397.5ACSR & 477/500AAC | 8005888 | POLE, FBRGL, ROUND, 50', CLASS 2, DISTR | STR
|  |  |  | 7392280 | 123154 | 4500367 | XFMR,POLE,25,14.4,120/240,DT,ARR | LLM | 1005176 | BOLT,HEX,3/4"-NC X 2-5/8",ASSEMBLY,GALV | 8005889 | POLE, FBRGL, ROUND, 60', CLASS 2, DISTR | STR
|  |  |  | 7392281 | 123153 | 4500354 | XFMR,POLE,25,7.2,120/240,DT,ARR | LLM | 1005177 | NUT,HEX,3/4"-10NC,STEEL,HOT DIP GALV | 8005890 | POLE, FBRGL, ROUND, 50', CLASS 1, DISTR | STR
|  |  |  | 7392283 | 123152 | 4410102 | XFMR,POLE,25,7.2,120/240,NT,ARR | LLM | 1005212 | ROD,GRD,5/8" X 10',CUBONDED,SECT,THD ENDS | 8005891 | POLE, FBRGL, ROUND, 55', CLASS 1, DISTR | STR
|  |  |  | 7397577 | 123151 | 4500299 | XFMR,POLE,50,12.0,120/240,CT,ARR | LLM | 1005226 | CLEVIS,Y,EYE,90DEG,5/8"THICK EYE,11/16" | 8005892 | POLE, FBRGL, ROUND, 60', CLASS 1, DISTR | STR
|  |  |  | 7397580 | 123150 | 4500355 | XFMR,POLE,50,7.2,120/240,DT,ARR | LLM | 1005304 | WIRE,GUY,7#6,ALUMOWELD,22720LB,250' COIL | 8006086 | POLE, FBRGLS, ROUND, 45', CLASS 1, DISTR | STR
|  |  |  | 7397588 | 123149 | 4500363 | XFMR,POLE,50,7.2,277,DT,ARR | LLM | 1005305 | WIRE,GUY,3/8",EHS,15400LBS,250' COIL | 1616701 | POLE, STEEL, 70FT, CLASS 1, DISTRIBUTION | STR
|  |  |  | 7400869 | 123148 | 4500356 | XFMR,POLE,75,7.2,120/240,DT,ARR | LLM | 1005307 | WIRE,GUY,1/2",TRANSMISSION (250' COIL) | 7991548 | POLE, STEEL, 60FT, CLASS H1 | STR
|  |  |  | 7404990 | 123147 | 4410100 | XFMR,POLE,l0,7.2,120/240,NT,ARR | LLM | 1005330 | CLAMP,SUSP,STD,FE,0.50"-1.04",25000LBS W | 7991549 | POLE, STEEL, 60FT, CLASS H2 | STR
|  |  |  | 7405869 | 123146 | 1005519 | CAPACITOR,BANK,FXD,12000Y&12470Y,600KVAR | LLM | 1005351 | CONN,AMP,3/8" GALV STL,#4 CU SOL | 7991550 | POLE, STEEL, 60FT, CLASS H3 | STR
|  |  |  | 7405888 | 123145 | 1005488 | CAPACITOR,BANK,SW,7200/12470Y,600 KVAR | LLM | 1005352 | CONN,AMP,1/2"GALVSTL,#4CUSOL | 7991553 | POLE, STEEL, 65FT, CLASS 1 | STR
|  |  |  | 7405900 | 123144 | 7992594 | PADVAULT,CONCRETE,7'X7',INC TRAFFIC W/GG | LLM | 1005377 | FUSE,PWR,SMU-20,14.4KV,15E A,TCC 119-2 | 7991554 | POLE, STEEL, 65FT, CLASS H1 | STR
|  |  |  | 7405906 | 123143 | 8004414 | PADVAULT,SWGR,7X12,TYPE:9 -12,15KV,DF | LLM | 1005385 | FUSE,PWR,SMU-20,14.4KV,100E A,TCC 119-2S | 7991555 | POLE, STEEL, 65FT, CLASS H2 | STR
|  |  |  | 7424322 | 123142 | 7992600 | PADVAULT,5X7,XFMR,3PH,4-25KV,75-750,GG | LLM | 1005475 | CABLE,CTRL,7 COND,CAP,#12,W/6 JAW SKT | 7991556 | POLE, STEEL, 65FT, CLASS H3 | STR
|  |  |  | 7427318 | 123141 | 7992605 | PADVAULT,5'X7',SECT,3-PH,15KV,W/GG | LLM | 1005476 | CONTROL,CAP,VOLT,DISPL,DEPL,USE#8003738 | 7991559 | POLE, STEEL, 70FT, CLASS 1 | STR
|  |  |  | 7427321 | 123140 | 7999352 | PADVAULT,XFMR,1PH,15/25KV,CTR BLKOUT | LLM | 1005480 | SENSOR,CURRENT,5KV,110KV BIL,600A:10V | 7991560 | POLE, STEEL, 70', CLASS H1 | STR
|  |  |  | 7448675 | 123139 | 7992596 | PADVAULT,CONCRETE,7X12,FULL TRAFFC,W/GG | LLM | 1005481 | SENSOR,NEUT CURRENT,CT TYPE,35' CABLE | 7991561 | POLE, STEEL, 70FT, CLASS H2 | STR
|  |  |  | 7433778 | 123138 | 7999607 | PADVAULT,4X4,XFMER/SEC,1-PH,GG^ | LLM | 1005488 | CAPACITOR,BANK,SW,7200/12470Y,600 KVAR | 7991562 | POLE, STEEL, 70FT, CLASS H3 | STR
|  |  |  | 7526383 | 123137 | 7999954 | PADVAULT,SWGR,7X9,TYPE:9-12,15KV,DF | LLM | 1005519 | CAPACITOR,BANK,FXD,12000Y&12470Y,600KVAR | 7991565 | POLE, STEEL, 75FT, CLASS 1 | STR
|  |  |  | 7530248 | 123136 | 8006158 | RECLOSER,TRPL SGL,6LEA,38KV,SS,SM CT | LLM | 1005960 | WASHER,RND,FLAT,2.5",11/16"H,1/2"&5/8"B | 7991566 | POLE, STEEL, 75FT, CLASS H1 | STR
|  |  |  | 7528977 | 123135 | 2249803 | SWITCH,BYPASS,REG,15KV,600A,SEQUENCED^ | LLM | 1006441 | PEDESTAL,SEC,ABOVE GRADE,2PIECE,POLY | 7991567 | POLE, STEEL, 75FT, CLASS H2 | STR
|  |  |  | 8077834 | 123134 | 7999446 | REG,V,1PH,LINE,7200V,219/232A,ELEC,SS | LLM | 1007160 | FUSE,PWR,SMU-20,14.4KV,40E A,TCC 119-2,S | 7991568 | POLE, STEEL, 75FT, CLASS H3 | STR
|  |  |  | 7431822 | 123133 | 2250306 | SWITCH,BYPASS,REG,23KV,600A,SEQUENCED | LLM | 1007162 | FUSE,PWR,SMU-20,14.4KV,50E A,TCC 119-2,S | 7991571 | POLE, STEEL, 80FT, CLASS 1 | STR
|  |  |  | 7341808 | 123132 | 7999437 | REG,V,1PH,LINE,7200V,100A,ELEC | LLM | 1007583 | SWITCH,UNITIZED,3PH,25KV,600AMP,HOOK OPE | 7991572 | POLE, STEEL, 80FT, CLASS H1 | STR
|  |  |  | 7345571 | 123131 | 7999438 | REG,V,1PH,LINE,7200V,100A,ELEC,SS | LLM | 1007954 | BELL END,PVC,3",TYPE DB,FOR PVC CND | 7991573 | POLE, STEEL, 80FT, CLASS H2 | STR
|  |  |  | 7404960 | 123130 | 7992694 | SWITCHGEAR,PAD,15KV,AIR,DEADFRONT,TYPE11 | LLM | 1007995 | POLE,STEEL,30FT,CLASS 3,DISTRIBUTION | 7991574 | POLE, STEEL, 80FT, CLASS H3 | STR
|  |  |  | 7341808 | 123118 | 7999214 | SWITCHGEAR,PAD,15KV,AIR,DEADFRONT,TYPE10 | LLM | 1007996 | POLE,STEEL,35FT,CLASS 5,DISTRIBUTION | 7991577 | POLE, STEEL, 85FT, CLASS 1 | STR
|  |  |  | 7154686 | 122056 | 7992693 | SWITCHGEAR,PAD,15KV,AIR,DEADFRONT,TYPE9 | LLM | 1007999 | POLE,STEEL,40FT,CLASS 3,DISTRIBUTION | 7991578 | POLE, STEEL, 85FT, CLASS H1 | STR
|  |  |  | 7307923 | 122055 | 652248 | FILL,GRAVEL,3/4" ROCK,UNWASHED (by Contractor) | CON | 1008000 | POLE,STEEL,40FT,CLASS 2,DISTRIBUTION | 7991579 | POLE, STEEL, 85FT, CLASS H2 | STR
|  |  |  | 7476183 | 121885 | 1007995 | POLE, STEEL, 30FT, CLASS 3, DISTRIBUTION | LLM | 1008002 | POLE,STEEL,45FT,CLASS 3,DISTRIBUTION | 7991580 | POLE, STEEL, 85FT, CLASS H3 | STR
|  |  |  | 7466895 | 121884 | 1007996 | POLE, STEEL, 35FT, CLASS 5, DISTRIBUTION | LLM | 1008003 | POLE,STEEL,45FT,CLASS 2,DISTRIBUTION | 7991583 | POLE, STEEL, 90FT, CLASS 1 | STR
|  |  |  | 7455999 | 121883 | 1007999 | POLE, STEEL, 40FT, CLASS 3, DISTRIBUTION | LLM | 1008005 | POLE,STEEL,50FT,CLASS 3,DISTRIBUTION | 7991584 | POLE, STEEL, 90FT, CLASS H1 | STR
|  |  |  | 7388049 | 121882 | 1008002 | POLE, STEEL, 45FT, CLASS 3, DISTRIBUTION | LLM | 1008006 | POLE,STEEL,50FT,CLASS 2,DISTRIBUTION | 7991585 | POLE, STEEL, 90FT, CLASS H2 | STR
|  |  |  | 7388031 | 121880 | 1008003 | POLE, STEEL, 45FT, CLASS 2, DISTRIBUTION | LLM | 1008007 | POLE,STEEL,55FT,CLASS 3,DISTRIBUTION | 7991586 | POLE, STEEL, 90FT, CLASS H3 | STR
|  |  |  | 7387986 | 121879 | 1008005 | POLE, STEEL, 50FT, CLASS 3, DISTRIBUTION | LLM | 1008009 | POLE,STEEL,55FT,CLASS 1,DISTRIBUTION | 7991588 | POLE, STEEL, 95FT, CLASS 1 | STR
|  |  |  | 7370810 | 121878 | 1008006 | POLE, STEEL, 50FT, CLASS 2, DISTRIBUTION | LLM | 1008010 | POLE,STEEL,60FT,CLASS 3,DISTRIBUTION | 7991589 | POLE, STEEL, 95FT, CLASS H1 | STR
|  |  |  | 7444378 | 121735 | 1008007 | POLE, STEEL, 55FT, CLASS 3, DISTRIBUTION | LLM | 1008012 | POLE,STEEL,60FT,CLASS 1,DISTRIBUTION | 7991590 | POLE, STEEL, 95FT, CLASS H2 | STR
|  |  |  | 7273628 | 121065 | 1008010 | POLE, STEEL, 60FT, CLASS 3, DISTRIBUTION | LLM | 1008030 | ARM,MAST,ST LT,6'SPAN,32"RISE,2"DIA,AL | 7991591 | POLE, STEEL, 95FT, CLASS H3 | STR
|  |  |  | 7345566 | 121000 | 1008200 | POLE, FBRGL,ROUND, 30', CLASS 5, DISTR | LLM | 1008200 | POLE,FBRGL,ROUND,30',CLASS 5,DISTR | 7991593 | POLE, STEEL, 100FT, CLASS 1 | STR
|  |  |  | 7465394 | 120913 | 1008202 | POLE, FBRGL, ROUND, 40', CLASS 3, DISTR | LLM | 1008202 | POLE,FBRGL,ROUND,40',CLASS 3,DISTR | 7991594 | POLE, STEEL, 100FT, CLASS H1 | STR
|  |  |  | 7410078 | 120912 | 1008204 | POLE, FBRGL, ROUND, 45', CLASS 2, DISTR | LLM | 1008204 | POLE,FBRGL,ROUND,45',CLASS 2,DISTR | 7991595 | POLE, STEEL, 100FT, CLASS H2 | STR
|  |  |  | 7410050 | 119875 | 1614354 | POLE, WOOD, 35FT, CLASS 4, DISTRIBUTION | LLM | 1008205 | POLE,FBRGL,ROUND,45',CLASS 3,DISTR | 7991596 | POLE, STEEL, 100FT, CLASS H3 | STR
|  |  |  | 7388072 | 119874 | 1614403 | POLE, WOOD, 40FT, CLASS 3, DISTRIBUTION | LLM | 1008325 | IND,FAULT,UG,FLAG,MAX CBL 2-3/26",3A RES | 7991598 | POLE, STEEL, 105FT, CLASS 1 | STR
|  |  |  | 7388021 | 119873 | 1614453 | POLE, WOOD, 45FT, CLASS 3, DISTRIBUTION | LLM | 1008332 | STAPLE,MOLDING,3/4" X 2.25",PVC MOLDING | 7991599 | POLE, STEEL, 105FT, CLASS H1 | STR
|  |  |  | 7397607 | 119837 | 1616503 | POLE, WOOD, 50FT, CLASS 3, TRANSMISSION | LLM | 1008333 | MOLDING,GRD,3/4" X 8',PLSTC,GROUND | 7991600 | POLE, STEEL, 105FT, CLASS H2 | STR
|  |  |  | 7397588 | 119836 | 1616553 | POLE, WOOD, 55FT, CLASS 3, TRANSMISSION | LLM | 1008338 | XARM,STL,28',115/138KV,GALV,H-FRAME SW | 7991601 | POLE, STEEL, 105FT, CLASS H3 | STR
|  |  |  | 7410032 | 119775 | 7991547 | POLE, STEEL, 60FT, CLASS 1 | LLM | 1008923 | BOLT,MACH,1" X 26",XARM,W/HEX HEAD,GALV | 7991603 | POLE, STEEL, 110FT, CLASS 1 | STR
|  |  |  | 7388073 | 119774 | 8005875 | POLE, FBRGL,ROUND, 55', CLASS 3, DISTR | LLM | 1008924 | BOLT,MACH,1" X 28",XARM,W/HEX HEAD,GALV | 7991604 | POLE, STEEL, 110FT, CLASS H1 | STR
|  |  |  | 7153796 | 118985 | 8005888 | POLE, FBRGL, ROUND, 50', CLASS 2, DISTR | LLM | 1008925 | BOLT,MACH,1" X 30",XARM,W/HEX HEAD,GALV | 7991605 | POLE, STEEL, 110FT, CLASS H2 | STR
|  |  |  | 7153773 | 118543 | 8005889 | POLE, FBRGL, ROUND, 60', CLASS 2, DISTR | LLM | 1008938 | PLATFORM,SW,OP,POLE MTD,NON-HINGED,4'X8' | 7991606 | POLE, STEEL, 110FT, CLASS H3 | STR
|  |  |  | 7341808 | 118542 | 8005890 | POLE, FBRGL, ROUND, 50', CLASS 1, DISTR | LLM | 1008939 | PLATFORM,SW,OPR,POLE MTD,HINGED,4'X8' | 7991608 | POLE, STEEL, 115FT, CLASS 1 | STR
|  |  |  | 10093973 | 118541 | 8005891 | POLE, FBRGL, ROUND, 55', CLASS 1, DISTR | LLM | 1009865 | SWITCH,115KV,XMSM,VB,POLY,1-VI,XARM MT | 7991609 | POLE, STEEL, 115FT, CLASS H1 | STR
|  |  |  | 10094024 | 118540 | 8005892 | POLE, FBRGL, ROUND, 60', CLASS 1, DISTR | LLM | 1009884 | BRACKET,MOUNTING,SW CONTROL HANDLE,GALV | 7991610 | POLE, STEEL, 115FT, CLASS H2 | STR
|  |  |  | 7456454 | 118539 | 8006086 | POLE, FBRGLS, ROUND, 45', CLASS 1, DISTR | LLM | 1010046 | CONN,UG,SPLICE,750 W/1000,REDUCING | 7991611 | POLE, STEEL, 115FT, CLASS H3 | STR
|  |  |  | 10089223 | 118520 | 1616701 | POLE, STEEL, 70FT, CLASS 1, DISTRIBUTION | LLM | 1010701 | FUSE,PWR,SMU-20,14.4KV,25E A,TCC 119-2 | 7991613 | POLE, STEEL, 120FT, CLASS 1 | STR
|  |  |  | 10093673 | 118518 | 7991548 | POLE, STEEL, 60FT, CLASS H1 | LLM | 1010789 | BOLT,MACH,7/8" X 30",XARM,GALV | 7991614 | POLE, STEEL, 120FT, CLASS H1 | STR
|  |  |  | 10089156 | 118517 | 7991549 | POLE, STEEL, 60FT, CLASS H2 | LLM | 1040182 | CABLE,UG,600V,1/0,AL,4PLX,NOTRE DAME | 7991615 | POLE, STEEL, 120FT, CLASS H2 | STR
|  |  |  | 10089150 | 118516 | 7991550 | POLE, STEEL, 60FT, CLASS H3 | LLM | 1040183 | CABLE,UG,600V,4/0,AL,4PLX,WAKE FOREST | 7991616 | POLE, STEEL, 120FT, CLASS H3 | STR
|  |  |  | 10089142 | 118515 | 7991553 | POLE, STEEL, 65FT, CLASS 1 | LLM | 1040184 | CABLE,UG,600V,350,AL,4PLX,SLIPPERY ROCK | 7991629 | POLE, STEEL, 60FT, CLASS H4 | STR
|  |  |  | 10089814 | 118514 | 7991554 | POLE, STEEL, 65FT, CLASS H1 | LLM | 1050050 | CABLE,OVHD,#4,AL,2PLX,TERRIER | 7991635 | POLE, STEEL, 65FT, CLASS H4 | STR
|  |  |  | 10089222 | 118513 | 7991555 | POLE, STEEL, 65FT, CLASS H2 | LLM | 1050111 | CABLE,OVHD,#4,AL,3PLX,PERIWINKL | 7991636 | POLE, STEEL, 65FT, CLASS H5 | STR
|  |  |  | 10093672 | 118512 | 7991556 | POLE, STEEL, 65FT, CLASS H3 | LLM | 1050124 | CABLE,OVHD,#2,AL,3PLX,CLAM,1800' REEL | 7991637 | POLE, STEEL, 65FT, CLASS H6 | STR
|  |  |  | 10093671 | 118511 | 7991559 | POLE, STEEL, 70FT, CLASS 1 | LLM | 1050140 | CABLE,OVHD,1/0,AL,3PLX,MUREX | 7991641 | POLE, STEEL, 70FT, CLASS H4 | STR
|  |  |  | 10093670 | 118505 | 7991560 | POLE, STEEL, 70', CLASS H1 | LLM | 1050144 | CABLE,OVHD,4/0,AL,3PLX,CERAPUS | 7991642 | POLE, STEEL, 70FT, CLASS H5 | STR
|  |  |  | 10093669 | 118498 | 7991561 | POLE, STEEL, 70FT, CLASS H2 | LLM | 1050170 | CABLE,OVHD,1/0,AL,4PLX,CRIOLLO | 7991647 | POLE, STEEL, 75FT, CLASS H4 | STR
|  |  |  | 10093668 | 118492 | 7991562 | POLE, STEEL, 70FT, CLASS H3 | LLM | 1050180 | CABLE,OVHD,4/0,AL,4PLX,OLDENBURG | 7991648 | POLE, STEEL, 75FT, CLASS H5 | STR
|  |  |  | 10089225 | 118491 | 7991565 | POLE, STEEL, 75FT, CLASS 1 | LLM | 1100060 | CABLE,UG,600V,#4,CU,SINGLE | 7991649 | POLE, STEEL, 75FT, CLASS H6 | STR
|  |  |  | 10089153 | 118489 | 7991566 | POLE, STEEL, 75FT, CLASS H1 | LLM | 1100065 | CABLE,UG,600V,#2,CU,SINGLE | 7991652 | POLE, STEEL, 75FT, CLASS EH9 | STR
|  |  |  | 7388061 | 118429 | 7991567 | POLE, STEEL, 75FT, CLASS H2 | LLM | 1100070 | CABLE,UG,600V,1/0,CU,SINGLE | 7991653 | POLE, STEEL, 80FT, CLASS H4 | STR
|  |  |  | 7128415 | 118428 | 7991568 | POLE, STEEL, 75FT, CLASS H3 | LLM | 1100079 | CABLE,UG,600V,4/0,CU,SINGLE | 7991654 | POLE, STEEL, 80FT, CLASS H5 | STR
|  |  |  | 7128434 | 118427 | 7991571 | POLE, STEEL, 80FT, CLASS 1 | LLM | 1100080 | CABLE,UG,600V,250,CU,SINGLE | 7991656 | POLE, STEEL, 80FT, CLASS EH7 | STR
|  |  |  | 7179288 | 118425 | 7991572 | POLE, STEEL, 80FT, CLASS H1 | LLM | 1100082 | CABLE,UG,600V,350,CU,SINGLE | 7991658 | POLE, STEEL, 80FT, CLASS EH9 | STR
|  |  |  | 7179288 | 118424 | 7991573 | POLE, STEEL, 80FT, CLASS H2 | LLM | 1100085 | CABLE,UG,600V,500,CU,SINGLE | 7991659 | POLE, STEEL, 85FT, CLASS H4 | STR
|  |  |  | 7153796 | 118423 | 7991574 | POLE, STEEL, 80FT, CLASS H3 | LLM | 1100090 | CABLE,UG,600V,1000,CU,SINGLE | 7991660 | POLE, STEEL, 85FT, CLASS H5 | STR
|  |  |  | 7439248 | 118421 | 7991577 | POLE, STEEL, 85FT, CLASS 1 | LLM | 1130194 | CONDUCTOR,CU,500MCM,37STR,BARE,SOFT DWN | 7991661 | POLE, STEEL, 85FT, CLASS H6 | STR
|  |  |  | 7433778 | 118420 | 7991578 | POLE, STEEL, 85FT, CLASS H1 | LLM | 1228881 | LUBE,PULLING,CBL,MILD WEATHER,1 GAL PAIL | 7991662 | POLE, STEEL, 85FT, CLASS EH7 | STR
|  |  |  | 7433701 | 118419 | 7991579 | POLE, STEEL, 85FT, CLASS H2 | LLM | 1228882 | LUBE,PULLING,CBL,MILD WEATHER,5 GAL PAIL | 7991663 | POLE, STEEL, 85FT, CLASS EH8 | STR
|  |  |  | 7128434 | 118413 | 7991580 | POLE, STEEL, 85FT, CLASS H3 | LLM | 1281931 | SLEEVE,UG,PRI,COLD,MAX 25"L,1 PIECE | 7991664 | POLE, STEEL, 85FT, CLASS EH9 | STR
|  |  |  | 7345571 | 118412 | 7991583 | POLE, STEEL, 90FT, CLASS 1 | LLM | 1281932 | SLEEVE,UG,PRI,COLD,MAX 31"L,1 PIECE | 7991665 | POLE, STEEL, 90FT, CLASS H4 | STR
|  |  |  | 7345570 | 118411 | 7991584 | POLE, STEEL, 90FT, CLASS H1 | LLM | 1300002 | CONN,BOLTED,1-POS,2-HOLE,#2-500,TIN PL | 7991666 | POLE, STEEL, 90FT, CLASS H5 | STR
|  |  |  | 7345566 | 118410 | 7991585 | POLE, STEEL, 90FT, CLASS H2 | LLM | 1300117 | CLAMP,MIDSPAN MESS,1/0-4/0,UP TO 2 SERV | 7991667 | POLE, STEEL, 90FT, CLASS H6 | STR
|  |  |  | 7345565 | 118409 | 7991586 | POLE, STEEL, 90FT, CLASS H3 | LLM | 1300140 | CLAMP,DE,SLACK SPAN,0.38"-0.62",RANGE | 7991668 | POLE, STEEL, 90FT, CLASS EH7 | STR
|  |  |  | 7345564 | 118408 | 7991588 | POLE, STEEL, 95FT, CLASS 1 | LLM | 1300143 | CLAMP,DE,SLACK SPAN,0.62"-1.25",RANGE | 7991669 | POLE, STEEL, 90FT, CLASS EH8 | STR
|  |  |  | 7345551 | 118407 | 7991589 | POLE, STEEL, 95FT, CLASS H1 | LLM | 1300160 | CLAMP,DE,STRAIN,QUAD,0.22"-0.57",AL | 7991670 | POLE, STEEL, 90FT, CLASS EH9 | STR
|  |  |  | 7345547 | 118406 | 7991590 | POLE, STEEL, 95FT, CLASS H2 | LLM | 1300161 | CLAMP,DE,STRAIN,QUAD,0.30"-0.68",AL | 7991671 | POLE, STEEL, 95FT, CLASS EH4 | STR
|  |  |  | 7345567 | 118405 | 7991591 | POLE, STEEL, 95FT, CLASS H3 | LLM | 1300162 | CLAMP,DE,STRAIN,QUAD,0.48"-0.86",AL | 7991672 | POLE, STEEL, 95FT, CLASS H5 | STR
|  |  |  | 7345550 | 118404 | 7991593 | POLE, STEEL, 100FT, CLASS 1 | LLM | 1300164 | CLAMP,DE,STRAIN,QUAD,0.50"-1.20",AL | 7991673 | POLE, STEEL, 95FT, CLASS H6 | STR
|  |  |  | 7345549 | 118403 | 7991594 | POLE, STEEL, 100FT, CLASS H1 | LLM | 1300206 | LUG,TERM,2-HOLE,LEAD,397/477/500AAC,COMP | 7991674 | POLE, STEEL, 95FT, CLASS EH7 | STR
|  |  |  | 7345548 | 118402 | 7991595 | POLE, STEEL, 100FT, CLASS H2 | LLM | 1300411 | CLAMP,WG,RGD BAIL,4-1/0ACSR-2-2/0AAC | 7991675 | POLE, STEEL, 95FT, CLASS EH8 | STR
|  |  |  | 7153771 | 118395 | 7991596 | POLE, STEEL, 100FT, CLASS H3 | LLM | 1300412 | CLAMP,WG,RGD BAIL,2/0-4/0ACSR-2/0-4/0AAC | 7991676 | POLE, STEEL, 95FT, CLASS EH9 | STR
|  |  |  | 7345558 | 118394 | 7991598 | POLE, STEEL, 105FT, CLASS 1 | LLM | 1300812 | CONN,STIRRUP,BLTD,4-250AL/ACSR,1/0SOL | 7991677 | POLE, STEEL, 100FT, CLASS H4 | STR
|  |  |  | 7345557 | 118392 | 7991599 | POLE, STEEL, 105FT, CLASS H1 | LLM | 1300814 | CONN,STIRRUP,BLTD,4/0-397.5ACSR,1/0SOL | 7991678 | POLE, STEEL, 100FT, CLASS H5 | STR
|  |  |  | 7345556 | 118391 | 7991600 | POLE, STEEL, 105FT, CLASS H2 | LLM | 1300963 | CLAMP,BLTD,DE,AL,397.5 -795,SIDE OPENING | 7991679 | POLE, STEEL, 100FT, CLASS H6 | STR
|  |  |  | 7345555 | 118390 | 7991601 | POLE, STEEL, 105FT, CLASS H3 | LLM | 1310118 | CONN,SF,250AAC,#6CU | 7991680 | POLE, STEEL, 100FT, CLASS EH7 | STR
|  |  |  | 7238726 | 118381 | 7991603 | POLE, STEEL, 110FT, CLASS 1 | LLM | 1310120 | CONN,SF,250AAC,#4AWAC-#2CU/AAAC/ACSR | 7991681 | POLE, STEEL, 100FT, CLASS EH8 | STR
|  |  |  | 7179288 | 118280 | 7991604 | POLE, STEEL, 110FT, CLASS H1 | LLM | 1310124 | CONN,SF,250AAC,4/0AAC/ACSR/CU-250AAC | 7991682 | POLE, STEEL, 100FT, CLASS EH9 | STR
|  |  |  | 7171393 | 118279 | 7991605 | POLE, STEEL, 110FT, CLASS H2 | LLM | 1310125 | CONN,SF,556/500/477AAC-397ACSR,#6 CU | 7991683 | POLE, STEEL, 105FT, CLASS H4 | STR
|  |  |  | 8240433 | 118278 | 7991606 | POLE, STEEL, 110FT, CLASS H3 | LLM | 1310128 | CONN,SF,556/500/477AAC-397ACSR,1/0AAA | 7991684 | POLE, STEEL, 105FT, CLASS H5 | STR
|  |  |  | 7306108 | 118262 | 7991608 | POLE, STEEL, 115FT, CLASS 1 | LLM | 1310131 | CONN,SF,556/500/477AAC-397ACSR,250AAC | 7991685 | POLE, STEEL, 105FT, CLASS H6 | STR
|  |  |  | 8077661 | 118261 | 7991609 | POLE, STEEL, 115FT, CLASS H1 | LLM | 1310183 | CONN,SF,336 AAC,#6 CU | 7991687 | POLE, STEEL, 105FT, CLASS EH8 | STR
|  |  |  | 7345568 | 118254 | 7991610 | POLE, STEEL, 115FT, CLASS H2 | LLM | 1310184 | CONN,SF,250AAC,#4CU/AAAC/ACSR | 7991688 | POLE, STEEL, 105FT, CLASS EH9 | STR
|  |  |  | 7269686 | 114433 | 7991611 | POLE, STEEL, 115FT, CLASS H3 | LLM | 1310190 | CONN,SF,4/0AAC/AAAC/ACSR-3/0ACSR,#6CU | 7991689 | POLE, STEEL, 110FT, CLASS H4 | STR
|  |  |  | 7185646 | 114432 | 7991613 | POLE, STEEL, 120FT, CLASS 1 | LLM | 1310199 | CONN,SF,4/0AAC/AAAC/ACSR-3/0ACSR,2ACS | 7991690 | POLE, STEEL, 110FT, CLASS H5 | STR
|  |  |  | 7185643 | 114431 | 7991614 | POLE, STEEL, 120FT, CLASS H1 | LLM | 1340110 | CLAMP,DE,STRAIN,QUAD,0.22"-0.55",GALV | 7991692 | POLE, STEEL, 100FT, CLASS H7 | STR
|  |  |  | 7368940 | 114430 | 7991615 | POLE, STEEL, 120FT, CLASS H2 | LLM | 1340760 | CONN,STIRRUP,2 BOLTS,#6-2/0,#2SOL CU | 7991694 | POLE, STEEL, 110FT, CLASS EH9 | STR
|  |  |  | 7368921 | 114429 | 7991616 | POLE, STEEL, 120FT, CLASS H3 | LLM | 1360401 | CONN,TERM,EYEBOLT,#8SOL TO 2/0STR,CU | 7991697 | POLE, STEEL, 115FT, CLASS H6 | STR
|  |  |  | 8003681 | 114428 | 7991629 | POLE, STEEL, 60FT, CLASS H4 | LLM | 1360404 | CONN,TERM,EYEBOLT,1/0SOL TO 500STR,CU | 7991701 | POLE, STEEL, 120FT, CLASS H4 | STR
|  |  |  | 7171379 | 114427 | 7991635 | POLE, STEEL, 65FT, CLASS H4 | LLM | 1510354 | BRACKET,SPRT,SHIELD WIRE,3/4" X 12",W/1/2" | 7991702 | POLE, STEEL, 120FT, CLASS H5 | STR
|  |  |  | 7395029 | 114426 | 7991636 | POLE, STEEL, 65FT, CLASS H5 | LLM | 1510356 | BRACKET,SPRT,SHIELD WIRE,3/4" X 14",W/1/2" | 7991705 | POLE, STEEL, 120FT, CLASS EH8 | STR
|  |  |  | 7395039 | 114425 | 7991637 | POLE, STEEL, 65FT, CLASS H6 | LLM | 1510358 | BRACKET,SPRT,SHIELD WIRE,3/4" X 16",W/1/2" | 7991706 | POLE, STEEL, 120FT, CLASS EH9 | STR
|  |  |  | 7395036 | 114424 | 7991641 | POLE, STEEL, 70FT, CLASS H4 | LLM | 1510360 | BRACKET,SPRT,SHIELD WIRE,3/4" X 18",W/1/2" | 8002500 | POLE, RSP-90-67891011 | STR
|  |  |  | 7427315 | 114423 | 7991642 | POLE, STEEL, 70FT, CLASS H5 | LLM | 1510701 | BOLT,MACH,5/8" X 1.25",HEX,HEX NUT,GALV | 8004474 | POLE, STEEL, 90FT, WEATHER, CL H1, WOOD EQ^ | STR
|  |  |  | 7395032 | 114422 | 7991647 | POLE, STEEL, 75FT, CLASS H4 | LLM | 1520245 | MOUNT,XFMR,CLSTR,3UNIT,167KVA,NORM/COAST | 8005015 | POLE, FBRGLS, TRANSM,MOD, 60FT, CL-H4,BROWN | STR
|  |  |  | 7427318 | 114421 | 7991648 | POLE, STEEL, 75FT, CLASS H5 | LLM | 1530292 | CLEVIS,EYE,90DEG,13/16" HOLE,2-5/8" C-C | 8005021 | POLE, FBRGLS, TRANSM,MOD, 60FT, CL-H6,BROWN | STR
|  |  |  | 7392281 | 114420 | 7991649 | POLE, STEEL, 75FT, CLASS H6 | LLM | 1530298 | CLIP,GROUND,#4 SOLID COPPER | 8005024 | POLE, FBRGLS, TRANSM,MOD, 65FT, CL-H2,BROWN | STR
|  |  |  | 7392283 | 114419 | 7991652 | POLE, STEEL, 75FT, CLASS EH9 | LLM | 1530299 | CLIP,GRD,1-3/4" X 1-5/8",W/BOLT ASSEMBLY | 8005029 | POLE, FBRGLS, TRANSM,MOD, 65FT, CL-H6,BROWN | STR
|  |  |  | 7392263 | 114418 | 7991653 | POLE, STEEL, 80FT, CLASS H4 | LLM | 1540228 | GRIP,GUY,DE,1/2",7STR,EHS,BLUE | 8005847 | POLE, FBRGLS, TRANSM, MOD, 50FT, CL-H6, BROWN | STR
|  |  |  | 7153571 | 114417 | 7991654 | POLE, STEEL, 80FT, CLASS H5 | LLM | 1540232 | GRIP,GUY,DEADEND,7#6,7STR,ALUMOWELD,BLUE | 8006008 | POLE, STEEL, 85FT, CLASS H1, WOOD | STR
|  |  |  | 8077843 | 114416 | 7991656 | POLE, STEEL, 80FT, CLASS EH7 | LLM | 1540252 | WIRE,GUY,5/16",EHS,11200LBS,250' COIL | 8006346 | POLE, STEEL WEATHERING, 85FT, CLASS H2-FHCA | STR
|  |  |  | 8077842 | 114415 | 7991658 | POLE, STEEL, 80FT, CLASS EH9 | LLM | 1540258 | WIRE,GUY,1/2",EHS,26900LBS,5000' REEL | 8006381 | POLE, STEEL, 95FT, WEATHER, CL H1, WOOD EQ^ | STR
|  |  |  | 7153749 | 114414 | 7991659 | POLE, STEEL, 85FT, CLASS H4 | LLM | 1560170 | SOCKET,EYE,HOTLINE,52-3&5,11/16"THK EYE | 7991536 | POLE, STEEL, 50FT, CLASS H1 | STR
|  |  |  | 8283984 | 114413 | 7991660 | POLE, STEEL, 85FT, CLASS H5 | LLM | 1560171 | SOCKET,EYE,HOTLINE,52-3&5,13/16"EYE | 7991537 | POLE, STEEL, 50FT, CLASS H2 | STR
|  |  |  | 7195726 | 114412 | 7991661 | POLE, STEEL, 85FT, CLASS H6 | LLM | 1570208 | NUT,SQUARE,1/2",13 THD PER INCH,GALV | 7991538 | POLE, STEEL, 50FT, CLASS H3 | STR
|  |  |  | 7405861 | 114411 | 7991662 | POLE, STEEL, 85FT, CLASS EH7 | LLM | 1570209 | NUT,SQUARE,1",8 THD PER INCH,GALV | 7991542 | POLE, STEEL, 55FT, CLASS H1 | STR
|  |  |  | 8077838 | 114410 | 7991663 | POLE, STEEL, 85FT, CLASS EH8 | LLM | 1570213 | NUT,WASHER,5/8",STD THD,RESISTANCE WELD | 7991543 | POLE, STEEL, 55FT, CLASS H2 | STR
|  |  |  | 7392280 | 114409 | 7991664 | POLE, STEEL, 85FT, CLASS EH9 | LLM | 1570219 | NUT,SQUARE,7/8",9 THD PER INCH,GALV | 7991544 | POLE, STEEL, 55FT, CLASS H3 | STR
|  |  |  | 7405852 | 114408 | 7991665 | POLE, STEEL, 90FT, CLASS H4 | LLM | 1570220 | NUT,SQUARE,5/8",11 THD PER INCH,GALV | 7991948 | POLE, STEEL, 55,DE,SELF-SPRT,DB, 505FT-K^ | STR
|  |  |  | 7405559 | 114407 | 7991666 | POLE, STEEL, 90FT, CLASS H5 | LLM | 1580214 | ROD,GRD,5/8" X 10',COPPERWELD/BONDED CU | 7991949 | POLE, STEEL, 55, DE, SELF-SUPPORT, DB, 710FT-K | STR
|  |  |  | 7368894 | 114406 | 7991667 | POLE, STEEL, 90FT, CLASS H6 | LLM | 1580216 | COUPLING,GRD,ROD,FOR 5/8" SECTIONAL | 7991950 | POLE, STEEL, 55, DE, SELF-SUPPRT, DB, 1105FT-K | STR
|  |  |  | 7405542 | 114405 | 7991668 | POLE, STEEL, 90FT, CLASS EH7 | LLM | 1580218 | STUD,DRIVE,FOR 5/8" GROUND ROD | 7991951 | POLE, STEEL, 55,DE,SELF-SUPRT,DB, 1610FT-K^ | STR
|  |  |  | 7397577 | 114404 | 7991669 | POLE, STEEL, 90FT, CLASS EH8 | LLM | 1580277 | SHACKLE,HOLD DN,5-1/16"L,2-7/8"OPN,5/8"^ | 7999194 | CONDUCTOR,ACSR,NS,1/0,6/1STR,RAVEN,36" | STR
|  |  |  | 7397578 | 114403 | 7991670 | POLE, STEEL, 90FT, CLASS EH9 | LLM | 1580413 | GUY,DE,AUTO,STRANDVISE,1/2"EHS/7#6AW,SB
|  |  |  | 8240446 | 114402 | 7991671 | POLE, STEEL, 95FT, CLASS EH4 | LLM | 1600204 | XARM,STL,11'-8",115/138KV,GALV ASSY
|  |  |  | 7364338 | 114401 | 7991672 | POLE, STEEL, 95FT, CLASS H5 | LLM | 1614255 | POLE,WOOD,25 FT,CLASS 5,DISTRIBUTION
|  |  |  | 7310721 | 114400 | 7991673 | POLE, STEEL, 95FT, CLASS H6 | LLM | 1614354 | POLE,WOOD,35FT,CLASS 4,DISTRIBUTION
|  |  |  | 7295751 | 114399 | 7991674 | POLE, STEEL, 95FT, CLASS EH7 | LLM | 1614402 | POLE,STEEL,40FT,CLASS 2,DISTRIBUTION
|  |  |  | 7310719 | 114398 | 7991675 | POLE, STEEL, 95FT, CLASS EH8 | LLM | 1614403 | POLE,WOOD,40 FT,CLASS 3,DISTRIBUTION
|  |  |  | 7153769 | 114397 | 7991676 | POLE, STEEL, 95FT, CLASS EH9 | LLM | 1614453 | POLE,WOOD,45FT,CLASS 3,DISTRIBUTION
|  |  |  | 7368954 | 114396 | 7991677 | POLE, STEEL, 100FT, CLASS H4 | LLM | 1614454 | POLE,WOOD,45 FT,CLASS 4,DISTRIBUTION
|  |  |  | 7368951 | 114395 | 7991678 | POLE, STEEL, 100FT, CLASS H5 | LLM | 1616501 | POLE,WOOD,50 FT,CLASS 1,TRANSMISSION
|  |  |  | 7153798 | 114394 | 7991679 | POLE, STEEL, 100FT, CLASS H6 | LLM | 1616502 | POLE,WOOD,50 FT,CLASS 2,TRANSMISSION
|  |  |  | 7128432 | 114393 | 7991680 | POLE, STEEL, 100FT, CLASS EH7 | LLM | 1616503 | POLE,WOOD,50FT,CLASS 3,TRANSMISSION
|  |  |  | 7368955 | 114392 | 7991681 | POLE, STEEL, 100FT, CLASS EH8 | LLM | 1616551 | POLE,WOOD,55 FT,CLASS 1,TRANSMISSION
|  |  |  | 7295716 | 114391 | 7991682 | POLE, STEEL, 100FT, CLASS EH9 | LLM | 1616552 | POLE,WOOD,55 FT,CLASS 2,TRANSMISSION
|  |  |  | 7011431 | 114390 | 7991683 | POLE, STEEL, 105FT, CLASS H4 | LLM | 1616553 | POLE,WOOD,55FT,CLASS 3,TRANSMISSION
|  |  |  | 7221388 | 114389 | 7991684 | POLE, STEEL, 105FT, CLASS H5 | LLM | 1616701 | POLE,STEEL,70FT,CLASS 1,DISTRIBUTION
|  |  |  | 7368952 | 114388 | 7991685 | POLE, STEEL, 105FT, CLASS H6 | LLM | 1630210 | BRACE,WOOD,51L,72" SPAN,36"DROP,HD
|  |  |  | 8231383 | 114387 | 7991687 | POLE, STEEL, 105FT, CLASS EH8 | LLM | 1700250 | BRACKET,CONDUIT,EXTENSION ASSEMBLY,12"
|  |  |  | 7291150 | 114386 | 7991688 | POLE, STEEL, 105FT, CLASS EH9 | LLM | 1700269 | BRACKET,CONDUIT,EXTENSION ASSEMBLY,24"
|  |  |  | 7295708 | 114385 | 7991689 | POLE, STEEL, 110FT, CLASS H4 | LLM | 1700402 | HOOK,CABLE SUPPORT,6" L,PLASTIC COATED
|  |  |  | 7295721 | 114384 | 7991690 | POLE, STEEL, 110FT, CLASS H5 | LLM | 1705209 | CLAMP,CND,2",BOLT MTG,W/BOLTS & NUTS
|  |  |  | 7171386 | 114383 | 7991692 | POLE, STEEL, 100FT, CLASS H7 | LLM | 1705308 | CLAMP,CND,3",BOLT MTG,W/BOLTS & NUTS
|  |  |  | 7171385 | 114382 | 7991694 | POLE, STEEL, 110FT, CLASS EH9 | LLM | 1705407 | CLAMP,CND,4",BOLT MTG,W/BOLTS & NUTS
|  |  |  | 8231379 | 114381 | 7991697 | POLE, STEEL, 115FT, CLASS H6 | LLM | 1705605 | CLAMP,CND,6",BOLT MTG,W/BOLTS & NUTS
|  |  |  | 7412815 | 114380 | 7991701 | POLE, STEEL, 120FT, CLASS H4 | LLM | 1720405 | BOX,UG,SEC JCT,13"W X 24"L X 16"H,PLSTC
|  |  |  | 7368950 | 114379 | 7991702 | POLE, STEEL, 120FT, CLASS H5 | LLM | 1720410 | BOX,UG,SEC JCT,13"W X 24"L X 18"H,FBRGL
|  |  |  | 7339340 | 114378 | 7991705 | POLE, STEEL, 120FT, CLASS EH8 | LLM | 1720411 | COVER,JCT BOX,INCIDENTAL TRFC,13"W X 24"
|  |  |  | 7295693 | 114377 | 7991706 | POLE, STEEL, 120FT, CLASS EH9 | LLM | 1720415 | BOX,UG,SEC JCT,17"W X 30"L X 18"H,FBRGL
|  |  |  | 8215501 | 114376 | 8002500 | POLE, RSP-90-67891011 | LLM | 1720416 | COVER,JCT BOX,INCIDENTAL TRFC,17"W X30"L
|  |  |  | 8215500 | 114375 | 8004474 | POLE, STEEL, 90FT, WEATHER, CL H1, WOOD EQ^ | LLM | 1720620 | PAD,BOX,SECT CABINET,1PH,15/25 KV
|  |  |  | 7368953 | 114374 | 8005015 | POLE, FBRGLS, TRANSM,MOD, 60FT, CL-H4,BROWN | LLM | 1720625 | PAD,BOX,SECT CABINET,3PH,15 KV
|  |  |  | 7368948 | 114373 | 8005021 | POLE, FBRGLS, TRANSM,MOD, 60FT, CL-H6,BROWN | LLM | 1740262 | TERMINATOR,UG,COLD,15-25KV,1/0STR
|  |  |  | 7011442 | 114372 | 8005024 | POLE, FBRGLS, TRANSM,MOD, 65FT, CL-H2,BROWN | LLM | 1740273 | TERMINATOR,UG,15KV-,1000/25KV-1000
|  |  |  | 7277654 | 114371 | 8005029 | POLE, FBRGLS, TRANSM,MOD, 65FT, CL-H6,BROWN | LLM | 1740274 | TERMINATOR,UG,15KV-750,1000/25KV-750
|  |  |  | 7311331 | 114370 | 8005847 | POLE, FBRGLS, TRANSM, MOD, 50FT, CL-H6, BROWN | LLM | 1740275 | TERMINATOR,UG,COLD,25KV,1/0SOL,260M3L
|  |  |  | 7171380 | 114369 | 8006008 | POLE, STEEL, 85FT, CLASS H1, WOOD | LLM | 1740277 | TERMINATOR,UG,COLD,15KV:500,25KV:4/0-350
|  |  |  | 7082027 | 114368 | 8006346 | POLE, STEEL WEATHERING, 85FT, CLASS H2-FHCA | LLM | 1740382 | SPLICE,UG,PREMOLDED,15KV,1/0STR-1/0STR
|  |  |  | 7211641 | 114367 | 8006381 | POLE, STEEL, 95FT, WEATHER, CL H1, WOOD EQ^ | LLM | 1740408 | SPLICE,UG,PREMOLDED,35KV,1/0STR-1/0STR
|  |  |  | 7368949 | 114366 | 7991536 | POLE, STEEL, 50FT, CLASS H1 | LLM | 1740427 | SLEEVE,UG,SEC,COLD SHRINK,2/0 TO 250KCM
|  |  |  | 7368945 | 114365 | 7991537 | POLE, STEEL, 50FT, CLASS H2 | LLM | 1740610 | ELBOW,UG,T-BODY,15KV,4/0STR,KIT
|  |  |  | 7011445 | 114364 | 7991538 | POLE, STEEL, 50FT, CLASS H3 | LLM | 1740611 | ELBOW,UG,T-BODY,15KV,1000STR,KIT
|  |  |  | 7176523 | 114363 | 7991542 | POLE, STEEL, 55FT, CLASS H1 | LLM | 1740635 | LUG,TERM,2-HOLE,LEAD,795 AAC,COMP
|  |  |  | 7128425 | 114362 | 7991543 | POLE, STEEL, 55FT, CLASS H2 | LLM | 1740636 | LUG,TERM,2-HOLE,LEAD,1000 AAC,COMP
|  |  |  | 7295629 | 114361 | 7991544 | POLE, STEEL, 55FT, CLASS H3 | LLM | 1740648 | SLEEVE,UG,PRI,HEAT,40"L,MIN1.15",MAX3.4
|  |  |  | 7295757 | 114360 | 7991948 | POLE, STEEL, 55,DE,SELF-SPRT,DB, 505FT-K^ | LLM | 1740659 | SLEEVE,UG,SEC,HEAT SHRINK,#6 TO #4
|  |  |  | 8305049 | 114359 | 7991949 | POLE, STEEL, 55, DE, SELF-SUPPORT, DB, 710FT-K | LLM | 1840137 | ARM,MAST,ST LT,30"SPAN,15"RISE,2"DIA
|  |  |  | 7085078 | 114358 | 7991950 | POLE, STEEL, 55, DE, SELF-SUPPRT, DB, 1105FT-K | LLM | 1950307 | INDICATOR,FAULT,ELB MTG,TEST PT,400A TR
|  |  |  | 7291796 | 114357 | 7991951 | POLE, STEEL, 55,DE,SELF-SUPRT,DB, 1610FT-K^ | LLM | 1950524 | BUS,INSUL,SEC,SUBMERSIBLE,4 POSN,1000A
|  |  |  | 7017207 | 114356 | 7999194 | CONDUCTOR,ACSR,NS,1/0,6/1STR,RAVEN,36" | LLM | 1950526 | BUS,INSUL,SEC,SUBMERSIBLE,6 POSN,1000A
|  |  |  | 6802284 | 114355 | VACSWITCH | 115KV VACUUM 3BOTTLE SWITCH | LLM | 2029350 | SCREW,TAPPING,#8 X 1",STAINLESS STEEL
|  |  |  | 7011447 | 114354 | 4500203 | XFMR,POLE,37.5,12.0,277,NT,ARR | LLM | 2200038 | FUSE,PWR,SMU-20,14.4KV,65E AMP,SLOW
|  |  |  | 8077677 | 114353 | 795591 | FUSE,PWR,SMU-20,34.5KV,15A,TCC 119-2 | LLM | 2200053 | SWITCH,DISC,INLINE,25KV,600A,150KVBIL
|  |  |  | 7312843 | 114352 | 9181231 | XFMR,STEPDOWN,1PH,250,7.2,2.4,CT | LLM | 2200434 | FUSE,PWR,SMU-20,25KV,15E A,TCC119-2,S
|  |  |  | 7313017 | 114351 |  |  |  | 2200442 | FUSE,PWR,SMU-20,25KV,20E A,TCC 119-2,S
|  |  |  | 7011444 | 114350 |  |  |  | 2200459 | FUSE,PWR,SMU-20,25KV,25E A,TCC 119-2,S
|  |  |  | 7325290 | 114349 |  |  |  | 2200467 | FUSE,PWR,SMU-20,25KV,30E A,TCC 119-2,S
|  |  |  | 7321668 | 114348 |  |  |  | 2200475 | FUSE,PWR,SMU-20,25KV,40E A,TCC 119-2,S
|  |  |  | 8077678 | 114347 |  |  |  | 2200483 | FUSE,PWR,SMU-20,25KV,50E A,TCC 119-2,S
|  |  |  | 7295762 | 114346 |  |  |  | 2211100 | FITTING,END,FUSE,7.2KV-34.5KV,FOR SMD-20
|  |  |  | 7292807 | 114345 |  |  |  | 2213114 | FUSE,PWR,SMU-20,14.4KV,5E AMP,TCC 153-2
|  |  |  | 7295768 | 114344 |  |  |  | 2213205 | FUSE,PWR,SMU-20,14.4KV,125E A,TCC 119-2S
|  |  |  | 7298497 | 114343 |  |  |  | 2213858 | FUSE,PWR,SMU-20,25KV,1 A,TCC 115-2
|  |  |  | 7298503 | 114342 |  |  |  | 2213965 | FUSE,PWR,SMU-20,25KV,65E A,TCC 119-2,S
|  |  |  | 7298502 | 114341 |  |  |  | 2213981 | FUSE,PWR,SMU-20,25KV,80E A,TCC 119-2,S
|  |  |  | 7298501 | 114340 |  |  |  | 2214005 | FUSE,PWR,SMU-20,25KV,100E A,TCC 119-2,S
|  |  |  | 7295699 | 114339 |  |  |  | 2214104 | FUSE,PWR,SMU-20,25KV,125E A,TCC 119-2,S
|  |  |  | 7295731 | 114338 |  |  |  | 2214110 | FUSE,PWR,SMU-20,14.4KV,80E A,TCC 119-2,S
|  |  |  | 7295015 | 114337 |  |  |  | 2214111 | FUSE,PWR,SMU-20,14.4KV,175E A,TCC 119-2S
|  |  |  | 7153753 | 114336 |  |  |  | 2214203 | FUSE,PWR,SMU-20,25KV,150E A,TCC 119-2,S
|  |  |  | 7295727 | 114335 |  |  |  | 2214302 | FUSE,PWR,SMU-20,25KV,175E A,TCC 119-2,S
|  |  |  | 7011443 | 114334 |  |  |  | 2214401 | FUSE,PWR,SMU-20,25KV,200E A,TCC 119-2,S
|  |  |  | 7017210 | 114333 |  |  |  | 2229607 | MOUNT,PWR FUSE,SMD-20,38KV,200E A,200KVB
|  |  |  | 7428970 | 114332 |  |  |  | 2238319 | SWITCH,DISC,IN-LINE,15KV,600A,110KVBIL,^
|  |  |  | 7430884 | 114331 |  |  |  | 2249803 | SWITCH,BYPASS,REG,15KV,600A,SEQUENCED^
|  |  |  | 7432041 | 114275 |  |  |  | 2250306 | SWITCH,BYPASS,REG,23KV,600A,SEQUENCED
|  |  |  | 7153574 | 114274 |  |  |  | 3002207 | WEIGHT,HOLD DOWN,16"DIA,13/16"HOLE,GALV
|  |  |  | 8240448 | 114273 |  |  |  | 3002208 | BOLT,HOOK,5/8",X 10",GALV,SQ NUT & MF LN
|  |  |  | 8240445 | 114272 |  |  |  | 3002210 | 55' SELF-SUPPORTING RUNNING ANGLE STEEL
|  |  |  | 8240442 | 114271 |  |  |  | 3002213 | SEQ 5230 CULVERT (SI 3002213)
|  |  |  | 8077840 | 114270 |  |  |  | 3002214 | CULVERT
|  |  |  | 8240439 | 114269 |  |  |  | 3002215 | CULVERT
|  |  |  | 8284054 | 114268 |  |  |  | 3002216 | SEQ 5170 CULVERT (SI 3002216)
|  |  |  | 7368917 | 114267 |  |  |  | 3002237 | BRACKET,SWING,2'-5"H X3'-6"L,GALV,30KLBS
|  |  |  | 7400868 | 114266 |  |  |  | 3002241 | INSUL,POST,138KV,VERT,POLY,61",5"BC
|  |  |  | 8240438 | 114265 |  |  |  | 3002275 | DAMPER,VIB,SPIRAL,0.327"-0.461",HI-MASS
|  |  |  | 7142247 | 114264 |  |  |  | 3090101 | CLAMP,CND,1",BOLT MTG,W/BOLTS & NUTS
|  |  |  | 7344369 | 114263 |  |  |  | 3091184 | COVER,CT BUSHING,PRIMARY METERING,35 KV
|  |  |  | 8215503 | 114262 |  |  |  | 3091262 | CONN, PARALLE GROOVE, #8 SOL-2/0 STR CU^
|  |  |  | 7367010 | 114261 |  |  |  | 3091430 | METER, BASE,MTG,W/PROV TST SW,8 JAW
|  |  |  | 8284074 | 114260 |  |  |  | 3120203 | SWITCH,DISC,HANGING TAP,25KV,600A
|  |  |  | 8283947 | 114259 |  |  |  | 3120301 | SWITCH,DISC,HANGING TAP,35KV,900A
|  |  |  | 8283940 | 114258 |  |  |  | 3433307 | TIMBER,TREATED,UNDRILLED,5.75" X 7.5" X 18'
|  |  |  | 8284109 | 114257 |  |  |  | 3433408 | TIMBER,TREATED,UNDRILLED,3.75" X 7.5" X 18'
|  |  |  | 8284096 | 114256 |  |  |  | 3510158 | BLADE,DISC,CUTOUT,27KV,150 KV BIL,300A
|  |  |  | 8284081 | 114255 |  |  |  | 3708906 | ARM,MAST,31",FOR FLOODLIGHT,W/HARDWARE
|  |  |  | 8283972 | 114254 |  |  |  | 3810603 | CONTROL,PHOTOCELL,HPS,LIGHTING,120-277V
|  |  |  | 8283990 | 114253 |  |  |  | 4200012 | CABLE,#2 AL
|  |  |  | 7171375 | 114252 |  |  |  | 4200014 | CABLE,UG,15KV,4/0 AL STR,175 MIL
|  |  |  | 7395026 | 114251 |  |  |  | 4200016 | CABLE,UG,15KV,1000,AL,COMP,175 EPR
|  |  |  | 7392278 | 114250 |  |  |  | 4200101 | CABLE,UG,25KV,1/0 AL,SOL,260 MIL
|  |  |  | 7392282 | 114249 |  |  |  | 4200102 | CABLE,UG,25KV,4/0 AL,STR,260 MIL
|  |  |  | 7221402 | 114248 |  |  |  | 4200106 | CABLE,UG,25KV,1000,AL,COMP,260 EPR
|  |  |  | 7444059 | 114247 |  |  |  | 4206306 | CABLE,OVHD,#2,AL,4PLX,PALOMINO
|  |  |  | 7221400 | 114246 |  |  |  | 4209409 | CABLE,OVHD,1/0,AL,PARLAY
|  |  |  | 7221394 | 114245 |  |  |  | 4209607 | CABLE,OVHD,1/0,AL,PARLAY,HOT SPRINGS
|  |  |  | 7390964 | 114244 |  |  |  | 4209706 | CABLE,OVHD,4/0,AL,PARLAY,VICKSBURG
|  |  |  | 7359859 | 114243 |  |  |  | 4219705 | CABLE,UG,600V,#2,AL,3PLX,STEPHENS
|  |  |  | 7382016 | 114242 |  |  |  | 4219804 | CABLE,UG,600V,1/0,AL,3PLX,BRENAU
|  |  |  | 7382011 | 114241 |  |  |  | 4220000 | CABLE,UG,600V,4/0,AL,3PLX,SWEETBRIER
|  |  |  | 7382006 | 114240 |  |  |  | 4220208 | CABLE,UG,600V,350,AL,3PLX,WESLEYAN
|  |  |  | 7383695 | 114239 |  |  |  | 4410100 | XFMR,POLE,10,7.2,120/240,NT,ARR
|  |  |  | 7383699 | 114238 |  |  |  | 4410102 | XFMR,POLE,25,7.2,120/240,NT,ARR
|  |  |  | 5G41_WO4 | 114237 |  |  |  | 4500110 | XFMR,POLE,25 2.4 DEPL,USE SI#4500110
|  |  |  | 7424322 | 114236 |  |  |  | 4500140 | XFMR,POLE,50,7.2,120/240,NT,ARR
|  |  |  | 7310723 | 114235 |  |  |  | 4500151 | XFMR,POLE,50,7.2,277,NT,ARR
|  |  |  | 7390965 | 114234 |  |  |  | 4500192 | XFMR,POLE,25,12.0,120/240,NT,ARR
|  |  |  | 7390968 | 114233 |  |  |  | 4500193 | XFMR,POLE,50,12.0,120/240,NT,ARR
|  |  |  | 7397580 | 114232 |  |  |  | 4500194 | XFMR,POLE,75,12.0,120/240,NT,ARR
|  |  |  | 7382001 | 114231 |  |  |  | 4500202 | XFMR,POLE,25,12.0,277,NT,ARR
|  |  |  | 7390950 | 114230 |  |  |  | 4500203 | XFMR,POLE,37.5,12.0,277,NT,ARR
|  |  |  | 7383692 | 114229 |  |  |  | 4500259 | XFMR,POLE,25,7.2,120/240,NT,SS,ARR
|  |  |  | 7381991 | 114228 |  |  |  | 4500260 | XFMR,POLE,50,7.2,120/240,NT,SS,ARR
|  |  |  | 7425466 | 114227 |  |  |  | 4500285 | XFMR,POLE,10,7.6,120/240,CT,ARR
|  |  |  | 7425031 | 114226 |  |  |  | 4500286 | XFMR,POLE,25,7.6,120/240,CT,ARR
|  |  |  | 7404990 | 114225 |  |  |  | 4500287 | XFMR,POLE,50,7.6,120/240,CT,ARR
|  |  |  | 7404960 | 114224 |  |  |  | 4500297 | XFMR,POLE,10,12.0,120/240,CT,ARR
|  |  |  | 7295737 | 114223 |  |  |  | 4500298 | XFMR,POLE,25,12.0,120/240,CT,ARR
|  |  |  | 7383595 | 114222 |  |  |  | 4500299 | XFMR,POLE,50,12.0,120/240,CT,ARR
|  |  |  | 7295748 | 114221 |  |  |  | 4500300 | XFMR,POLE,75,12.0,120/240,CT,ARR
|  |  |  | 7437332 | 114220 |  |  |  | 4500301 | XFMR,POLE,100,12.0,120/240,CT,ARR
|  |  |  | 7431822 | 114219 |  |  |  | 4500353 | XFMR,POLE,10,7.2,120/240,DT,ARR
|  |  |  | 7171387 | 114218 |  |  |  | 4500354 | XFMR,POLE,25,7.2,120/240,DT,ARR
|  |  |  | 7017189 | 114217 |  |  |  | 4500355 | XFMR,POLE,50,7.2,120/240,DT,ARR
|  |  |  | 7405229 | 114216 |  |  |  | 4500356 | XFMR,POLE,75,7.2,120/240,DT,ARR
|  |  |  | 7185644 | 114215 |  |  |  | 4500357 | XFMR,POLE,100,7.2,120/240,DT,ARR
|  |  |  | 7310724 | 114214 |  |  |  | 4500358 | CONDUCTOR,TREE WIRE,4/0 ACSR,25 KV,GRAY
|  |  |  | 7310717 | 114213 |  |  |  | 4500359 | XFMR,POLE,10,7.2,277,DT,ARR
|  |  |  | 7400869 | 114212 |  |  |  | 4500361 | XFMR,POLE,25,7.2,277,DT,ARR
|  |  |  | 7398013 | 114211 |  |  |  | 4500362 | XFMR,POLE,37.5,7.2,277,DT,ARR
|  |  |  | 7310722 | 114210 |  |  |  | 4500363 | XFMR,POLE,50,7.2,277,DT,ARR
|  |  |  | 7373222 | 114209 |  |  |  | 4500364 | XFMR,POLE,75,7.2,277,DT,ARR
|  |  |  | 7361860 | 114208 |  |  |  | 4500153 | XFMR,POLE,100,7.2,277,DT,ARR
|  |  |  | 8206186 | 112879 |  |  |  | 4500366 | XFMR,POLE,10,14.4,120/240,DT,ARR
|  |  |  | 7358178 | 112864 |  |  |  | 4500367 | XFMR,POLE,25,14.4,120/240,DT,ARR
|  |  |  | 7171378 | 112833 |  |  |  | 4500377 | 25KVA STAINLESS XFMR
|  |  |  | 6802284 | 114355 |  |  |  | 4500378 | 50KVA STAINLESS XFMR
|  |  |  | 7171375 | 114252 |  |  |  | 4500379 | XFMR,POLE,75,7.2,120/240,DT,SS,ARR
|  |  |  | 8215503 | 129615 |  |  |  | 4500262 | XFMR,POLE,100,7.2,120/240,DT,SS,ARR
|  |  |  | 8215500 | 129614 |  |  |  | 4500400 | XFMR,POLE,25,7.2,240/480,NT,ARR
|  |  |  | 7309902 | 129613 |  |  |  | 4500423 | XFMR,POLE,25,12.0,240/480,NT,ARR
|  |  |  | 7292807 | 129612 |  |  |  | 4500460 | XFMR,POLE,15,12.0,120/240,CT,ARR
|  |  |  | 7268332 | 129611 |  |  |  | 4500472 | XFMR TUB 14.4V,240/480V 25kVA
|  |  |  | 7338294 | 114427 |  |  |  | 4500497 | XFMR,POLE,15,7.2,120/240,DT,ARR
|  |  |  | 7273661 | 118428 |  |  |  | 4500397 | XFMR,POLE,37.5,7.2,120/240,DT,ARR
|  |  |  | 7338294 | 114427 |  |  |  | 4500498 | XFMR,POLE,37.5,7.2,120/240,DT,ARR
|  |  |  | 7128415 | 129655 |  |  |  | 4500157 | XFMR,POLE,500,7.2,277,DT,ARR
|  |  |  | 7239974 | 129655 |  |  |  | 4504908 | CONDUCTOR,AAC,4/0,7STR,OXLIP
|  |  |  | 7273661 | 129655 |  |  |  | 4505077 | CONDUCTOR,AAC,477KCMIL,19STR,COSMOS
[9 empty] | 4506507 | CONDUCTOR,AAAC,#2,7 STRAND,BARE,AMES
[9 empty] | 4508404 | CONDUCTOR,ACSR,#4,7/1STR,SWANATE
[9 empty] | 4508503 | CONDUCTOR,ACSR,#2,6/1STR,SPARROW
[9 empty] | 4508602 | CONDUCTOR,ACSR,#2,7/1STR,SPARATE
[9 empty] | 4508701 | CONDUCTOR,ACSR,1/0,6/1STR,RAVEN
[9 empty] | 4509006 | CONDUCTOR,ACSR,4/0,6/1STR,PENGUIN,36"
[9 empty] | 4509808 | CONDUCTOR,ACSR,397.5KCM,26/7STR,IBIS,60"
[9 empty] | 4518007 | CONDUCTOR,WIRE,#6,SOFT DRAWN SOLID,BARE,
[9 empty] | 4518106 | CONDUCTOR,CU,#4,SOL,BARE,HARD DRAWN
[9 empty] | 4518205 | CONDUCTOR,CU,#4,SOL,BARE,SOFT DRAWN
[9 empty] | 4518502 | CONDUCTOR,CU,#2,SOL,BARE,SOFT DRAWN
[9 empty] | 4518700 | CONDUCTOR,CU,#2,7STR,BARE,HARD DRAWN
[9 empty] | 4519005 | CONDUCTOR,CU,1/0,7STR,BARE,SOFT DRAWN
[9 empty] | 4519401 | CONDUCTOR,CU,4/0,19STR,BARE,SOFT DRAWN
[9 empty] | 4531919 | CONDUCTOR,CU,#12,BLACK,19 STR,THWN-THHN
[9 empty] | 4531927 | CONDUCTOR,CU,#12,BLUE,19 STR,THWN-THHN,
[9 empty] | 4531935 | CONDUCTOR,CU,#12,19 STR,THWN-THHN,BROWN
[9 empty] | 4531950 | CONDUCTOR,CU,#12,19 STR,THWN-THHN,ORANGE
[9 empty] | 4531968 | CONDUCTOR,CU,#12,RED,19 STR,THWN-THHN,
[9 empty] | 4531984 | CONDUCTOR,CU,#12,19 STR,THWN-THHN,YELLOW
[9 empty] | 4532016 | CONDUCTOR,CU,#10,SOL,THWN-THHN,BLACK
[9 empty] | 4532073 | CONDUCTOR,CU,#10,SOL,THWN-THHN,WHITE
[9 empty] | 4600002 | XFMR,PAD,1PH,25,7.2,240/120,NT
[9 empty] | 4600004 | XFMR,PAD,1PH,50,7.2,240/120,NT
[9 empty] | 4600151 | ADAPTER,TERM,XFMR,4HOLE PAD,3/4" ROD
[9 empty] | 4600193 | CONN,H-LN,#4-4/0AL-ACSR,#4-4/0AL-CU-ACSR
[9 empty] | 4601019 | CONN,SF,556/500/477AAC-397ACSR,2AAAC
[9 empty] | 4601902 | CLAMP,HOTLINE,#8SOL-2/0STR,#8-2/0 CU
[9 empty] | 4606505 | CLAMP,WG,FLEX BAIL,6-2ACSR-4-1AAC,COAST
[9 empty] | 4606604 | CLAMP,WG,FLEX BAIL,4-1/0ACSR-2-2/0AAC,C
[9 empty] | 4606620 | CLAMP,WG,FLEX BAIL,1/0-4/0ACSR-2/0-4/0AA
[9 empty] | 4606703 | CLAMP,WEDGE,FLEX BAIL,4-1/0ACSR-2-2/0AAC
[9 empty] | 4606802 | CLAMP,WG,FLEX BAIL,2/0-4/0ACSR-2/0-4/0AA
[9 empty] | 4611802 | CLAMP,SUSP,STD,AL,0.40"-0.85",W/SKT EYE
[9 empty] | 4612008 | CLAMP,SUSP,STD,AL,0.50"-1.04",W/SKT EYE
[9 empty] | 4612404 | CLAMP,SUSP,STD,AL,0.75"-1.19",W/SKT EYE
[9 empty] | 4612909 | CLAMP,SUSP,STD,AL,0.87"-1.37",W/SKT EYE
[9 empty] | 4615407 | CLAMP,SUSP,STD,FE,0.50"-1.04",25000LB
[9 empty] | 4623807 | CONN,VISE TYPE,CU,#2-3STR,BLTD,0.320 DIA
[9 empty] | 4623906 | CONN,VISE TYPE,CU,1/0-7STR
[9 empty] | 4624300 | CONN,VISE TYPE,CU,500-19STR
[9 empty] | 4626008 | CONN,H-TAP (#1),0.162-0.332,0.162-0.3
[9 empty] | 4626107 | CONN,H-TAP (#2),0.268-0.398,0.162-0.3
[9 empty] | 4626404 | CONN,H-TAP (#3),0.398-0.470,0.162-0.3
[9 empty] | 4626503 | CONN,H-TAP (#4),0.362-0.470,0.362-0.470
[9 empty] | 4626701 | CONN,H-TAP (#5),0.480-0.563,0.162-0.3
[9 empty] | 4626800 | CONN,H-TAP (#6),0.464-0.563,0.338-0.4
[9 empty] | 4626909 | CONN,H-TAP (#7),0.464-0.563,0.464-0.563
[9 empty] | 4627204 | CONN,H-TAP,0.522-0.815,0.162-0.447,COMP
[9 empty] | 4627303 | CONN,H-TAP,0.573-0.814,0.410-0.563,COMP
[9 empty] | 4627709 | CONN,H-TAP,0.666-0.893,0.398-0.684,COMP
[9 empty] | 4627808 | CONN,H-TAP,0.666-0.893,0.666-0.893,COMP
[9 empty] | 4627907 | CONN,H-TAP,0.883-1.108,0.398-0.684,COMP
[9 empty] | 4629200 | CONN,ST LIGHT,#6SOL-#2STR,#14SOL-#8STR
[9 empty] | 4629408 | CONN,ST LIGHT,1/0STR-4/0STR,#12SOL-10STR
[9 empty] | 4631305 | SPLICE,NONTNSN,NONINSUL,COMP,2STR,2STR
[9 empty] | 4631503 | SPLICE,NONTNSN,NONINSUL,COMP,4STR,4STR
[9 empty] | 4632105 | SPLICE,NONTNSN,NONINSUL,COMP,1/0STR,1/0
[9 empty] | 4632600 | SPLICE,NONTNSN,NONINSUL,COMP,2/0STR,2/0
[9 empty] | 4633301 | SPLICE,NONTNSN,NONINSUL,COMP,4/0STR,4/0
[9 empty] | 4634903 | CONN,C-TAP,CU,#6SOL-#4STR,#6SOL/STR,COMP
[9 empty] | 4635009 | CONN,C-TAP,CU,#6SOL-#4STR,#4SOL/STR,COMP
[9 empty] | 4635108 | CONN,C-TAP,CU,#2SOL/STR,#8SOL-#4STR,COMP
[9 empty] | 4635405 | CONN,C-TAP,CU,1/0-2/0,#2STR-#8SOL,COMP
[9 empty] | 4635504 | CONN,C-TAP,CU,1/0-2/0,1/0-2/0,COMP
[9 empty] | 4635603 | CONN,C-TAP,CU,3/0-4/0,#2STR-#6SOL,COMP
[9 empty] | 4641155 | CONN,GRD,BRZ,#4-300 CU,1 COND TO FL
[9 empty] | 4644803 | CONN,SF,4/0AAC/AAAC/ACSR-3/0ACSR
[9 empty] | 4645200 | CONN,SF,795AAC/ACSR,#4/#6CU,YELLOW
[9 empty] | 4645202 | CONN,SF,556/500/477AAC-397ACSR,2/0 CU
[9 empty] | 4645204 | CONN,SF,556/500/477AAC-397ACSR,4AAAC
[9 empty] | 4645206 | CONN,SF,556/500/477AAC-397ACSR,SAME
[9 empty] | 4645230 | CONN,SF,795AAC,#2CU-1/0AAAC/ACSR/CU,2AWA
[9 empty] | 4645251 | CONN,SF,795AAC,250AAC-4/0AAC/AAAC/ACSR
[9 empty] | 4645255 | CONN,SF,795AAC,556/500/477AAC-397 ACSR
[9 empty] | 4645289 | CONN,SF,795AAC,#2ACSR/AAAC,YELLOW
[9 empty] | 4653002 | CONN,TERM,BLTD,BRZ,#4-600CU TO 2HP
[9 empty] | 4657689 | CONDUCTOR,CU,#2,7STR,BARE,SOFT DRAWN
[9 empty] | 4660908 | CLAMP,DE,AUTO GRIP,477-556.5AAC&397.5ACS
[9 empty] | 4661005 | CLAMP,DE,AUTO GRIP,#6 SOL CU
[9 empty] | 4661104 | CLAMP,DE,AUTO GRIP,#4 SOL CU
[9 empty] | 4661401 | CLAMP,DE,AUTO GRIP,1/0 SOL CU
[9 empty] | 4661807 | CLAMP,DE,AUTO GRIP,4/0 STR CU
[9 empty] | 4662300 | CLAMP,DE,AUTO GRIP,#4 ACSR/AAAC/AWAC
[9 empty] | 4662409 | CLAMP,DE,AUTO GRIP,#2 ACSR/AAAC
[9 empty] | 4662508 | CLAMP,DE,AUTO GRIP,1/0 ACSR/AAAC
[9 empty] | 4662805 | CLAMP,DE,AUTO GRIP,250 AAC & 4/0ACSR
[9 empty] | 4670204 | LUG,TERM,2-HOLE,LEAD,1/0CU/ACSR/AAC,COMP
[9 empty] | 4670501 | LUG,TERM,2-HOLE,LEAD,4/0CU/ACSR/AAC-250
[9 empty] | 4670810 | LUG,TERM,2-HOLE,LEAD,500 CU,COMP
[9 empty] | 4670820 | LUG,TERM,2-HOLE,LEAD,350MCM CU,COMP
[9 empty] | 4679254 | TERMINAL,COMP,RING TNG,6CU,5/8" STUD,1HP
[9 empty] | 4700134 | SPLICE,UG,PREMOLDED,15KV,4/0STR-4/0STR
[9 empty] | 4700215 | XFMR,PAD,3PH,75,7.2,208,LOOP,DT
[9 empty] | 4700220 | XFMR,PAD,3PH,150,7.2,208,LOOP,DT
[9 empty] | 4706206 | SPLICE,FULL TNSN,COMP,4/0AAAC/ACSR/AAC
[9 empty] | 4713707 | SPLICE,COMP,1/0ACSR,RAVEN,JUMPER,NONTNSN
[9 empty] | 4713806 | SPLICE,NONTNSN,COMP,JUMPER,4/0ACSR,PENGU
[9 empty] | 4717104 | SPLICE,NONTNSN,NONINSUL,COMP,350STR,350
[9 empty] | 4717500 | SPLICE,NONTNSN,NONINSUL,COMP,397ACSR,500
[9 empty] | 4717906 | SPLICE,NONTNSN,NONINSUL,COMP,1000,1000
[9 empty] | 4723409 | SPLICE,FULL TNSN,COMP,2/0 STR CU
[9 empty] | 4743530 | SPLICE,FULL TNSN,COMP,397.5ACSR,IBIS
[9 empty] | 4746302 | SPLICE,URD,PREMOLDED,25KV,1/0SOL-1/0SOL
[9 empty] | 4746608 | SPLICE,UG,PREMOLDED,25KV,4/0STR-4/0STR
[9 empty] | 4748075 | SPLICE,UG,PREMOLDED,15KV,2SOL-2SOL,175M
[9 empty] | 4816901 | GUARD,LINE,SGL SPRT,1/0ASCR/AAAC,(11/SET
[9 empty] | 4817295 | GUARD,LINE,SGL SPRT,4/0-6/1ACSR,(15/SET)
[9 empty] | 4817805 | GUARD,LINE,SGL SPRT,397.5-26/7ACSR,(17/S
[9 empty] | 4818407 | GUARD,LINE,SGL SPRT,795AAC 37&61(18/SET)
[9 empty] | 4831509 | ROD,ARMOR,SGL SPRT,1/0ACSR 6/1,52",YELLO
[9 empty] | 4832002 | ROD,ARMOR,SGL SPRT,4/0ACSR/AAAC&250AA,RE
[9 empty] | 4832705 | ROD,ARMOR,SGL SPRT,397.5-26/7ACSR,76",PU
[9 empty] | 4834909 | ROD,ARMOR,SHIELD WIRE,3/8" STRD,12/SET
[9 empty] | 4845335 | SUSPENSION ASSY,WIRE,3/8"EHS,FORMED GRIP
[9 empty] | 4907101 | CARTRIDGE,SHELL FIRED,BLUE
[9 empty] | 4907200 | CARTRIDGE,SHELL FIRED,YELLOW
[9 empty] | 4910709 | COMPOUND,SEALING,DUCTS,ONE POUND PLUG
[9 empty] | 4923736 | DEADEND,COMP,DBL TNG,VERT EYE,397.5ACSR
[9 empty] | 4932208 | GRIP,SPLIT MESH,1"-1-1/4",W/ROD CLOSING
[9 empty] | 4932307 | GRIP,SPLIT MESH,1-1/4"-1-1/2",W/ROD CLOS
[9 empty] | 4932505 | SPLIT MESH,1-3/4"-2",W/ROD CLOSING
[9 empty] | 4932604 | GRIP,SPLIT MESH,2"-2-1/2",W/ROD CLOSING
[9 empty] | 4954509 | TIE,CBL,6.75"L,BUNDLING COND,NYLON,INDOO
[9 empty] | 4954608 | TIE,ZIP,15",BLACK,NYLON
[9 empty] | 4955902 | TEE,DE,FORGED,GALV,1-1/16" MTG
[9 empty] | 4962700 | TERMINAL,COMP,15DEG,4/0-6/1ACSR,2HP
[9 empty] | 4964276 | TERMINAL,COMP,15DEG,397.5ACSR/500AAC,2HP
[9 empty] | 4964318 | TERMINAL,COMP,15DEG,954ACSR,4 HOLE PAD
[9 empty] | 5000100 | NAIL,GALV,6-D,BOX NAILS,IN 1 LB CARTON
[9 empty] | 5000202 | NAIL,COPPERWELD,10-D,IN 1 LB BOXES
[9 empty] | 5300050 | SEALANT,FOAM,SPRAY,AEROSAL CAN
[9 empty] | 5300132 | CONDUIT,FLEX,1",NONMETAL,LIQTT,MOIST,OIL
[9 empty] | 5310810 | STRAP,CND,1/2",1 HOLE,MALLEABLE IRON
[9 empty] | 5460103 | LOCK,DISPOSABLE,EQUIPMENT
[9 empty] | 5500079 | ARRESTER,SRG,18KV,RISER POLE,MOV
[9 empty] | 5500087 | ARRESTER,SRG,10KV,OVHD,MOV
[9 empty] | 5500103 | ARRESTER,SRG,27KV,RISER POLE,MOV
[9 empty] | 5500113 | ARRESTER,SRG,3KV,RISER POLE,MOV
[9 empty] | 5500129 | ARRESTER,SRG,10KV,ELB,MOV
[9 empty] | 5500138 | ARRESTER,SRG,10KV,RISER POLE,MOV
[9 empty] | 5500201 | BRACKET,HANGER,XARM,ARRESTER,6" BOLTS
[9 empty] | 5500300 | BRACKET,MTG,XFMR TANK,ARRESTER
[9 empty] | 5500610 | ARRESTER,SRG,10KV,PARKING STAND,MOV
[9 empty] | 5505102 | ARRESTER,SRG,3KV,OVHD,MOV
[9 empty] | 5505201 | ARRESTER,SRG,6KV,OVHD,MOV
[9 empty] | 5505607 | ARRESTER,SRG,18KV,OVHD,MOV
[9 empty] | 5505904 | ARRESTER,SRG,27KV,OVHD,MOV
[9 empty] | 5729108 | FUSE,LINK,23",1 AMP,HIGH SURGE,UNIVERSAL
[9 empty] | 5729207 | FUSE,LINK,23",2 AMP,HIGH SURGE,UNIVERSAL
[9 empty] | 5729306 | FUSE,LINK,23",3 AMP,HIGH SURGE,UNIVERSAL
[9 empty] | 5730304 | FUSE,LINK,23",6T AMP,UNIVERSAL
[9 empty] | 5730403 | FUSE,LINK,23",8TAMP,UNIVERSAL
[9 empty] | 5730502 | FUSE,LINK,23",10T AMP,UNIVERSAL
[9 empty] | 5730700 | FUSE,LINK,23",15T AMP,UNIVERSAL
[9 empty] | 5730809 | FUSE,LINK,23",20T AMP,UNIVERSAL
[9 empty] | 5731005 | FUSE,LINK,23",30T AMP,UNIVERSAL
[9 empty] | 5731104 | FUSE,LINK,23",40T AMP,UNIVERSAL
[9 empty] | 5731500 | FUSE,LINK,23",100T AMP,UNIVERSAL
[9 empty] | 5800081 | INSUL,CBL SPRT,2-5/8" CBL RAD,WHITE
[9 empty] | 5800340 | INSUL,SUSP,POLY,115KV,35-45"^
[9 empty] | 5800341 | INSUL,SUSP,POLY,115kV/138kV,46"-54"
[9 empty] | 5800342 | INSUL,SUSP,POLY,138kV/161kV,58"-68"
[9 empty] | 5800343 | INSUL,SUSP,POLY,161KV,69"-76"
[9 empty] | 5800348 | INSUL,POST,115KV,HORZ,POLY,48",INTEGRAL
[9 empty] | 5800350 | INSUL,POST,161KV,HORZ,POLY,70",INTEGRAL
[9 empty] | 5800354 | INSUL,POST,115KV,VERT,POLY,43",5" BC
[9 empty] | 5803101 | INSUL,OPER ROD,SW,FOR 2" IPS PIPE
[9 empty] | 5825807 | INSULATOR,SPOOL,PORC,GRAY,3000LB^
[9 empty] | 5825906 | SPACER,MIDSPAN,USED WITH TRIPLEX CABLE
[9 empty] | 5828314 | PLATE,SPRT,POST INSUL,5"X1.75"X6",13/16"
[9 empty] | 5834700 | INSUL,STRAIN,FBRGL,120",CLEV,SINGLE ROLL
[9 empty] | 5835202 | INSUL,STRAIN,FBRGL,252",CLEVIS,W/ROLL,1
[9 empty] | 5840285 | INSUL,SUSP,POLY,35KV,22-1/2",15000LBS
[9 empty] | 5845610 | LINK,EXT,CLEVIS/EYE,14" POLE TO HOLE,SUS
[9 empty] | 5950475 | MARKER,EMS,FULL RANGE
[9 empty] | 5950476 | MARKER,EMS,MINI
[9 empty] | 6100069 | ANCHOR,DISK,20" DIA,3/16" THICK,296SQ IN
[9 empty] | 6100094 | ROD,ANCHOR,1"X7',SCREW,CORROSION RESIST
[9 empty] | 6101976 | ANCHOR,DISK,16" DIA,3/16" THICK,192SQ IN
[9 empty] | 6101992 | ANCHOR,DISK,24" DIA,1/4" THICK,425 SQ IN
[9 empty] | 6102008 | ANCHOR,DISK,30" DIA,3/8" THICK,670 SQ IN
[9 empty] | 6105000 | ANCHOR,SCREW,8"-10"-12",3 HELIX,POWER
[9 empty] | 6105605 | ANCHOR,ROCK,1"DIA X 53"L,3-1/8",EXPANDED
[9 empty] | 6105704 | ANCHOR,ROCK,1"DIA X 72"L,3-1/8",EXPANDED
[9 empty] | 6105803 | ANCHOR,SCREW,10",2 HELIX,TUB HUB,6000LB
[9 empty] | 6107221 | ANCHOR,SCREW,10",1 HELIX,TUB HUB,10000LB
[9 empty] | 6107247 | ANCHOR,SCREW,14",1 HELIX,TUB HUB,10000LB
[9 empty] | 6113203 | CHANNEL,SPLAYED,GUY ATTACH,2 BOLT
[9 empty] | 6113807 | CLAMP,GRD ROD,5/8",CU CLAD GROUND
[9 empty] | 6116503 | CLIP,GROUND,WIRE,1-1/2" X 1-1/2" X 3/16"
[9 empty] | 6117709 | CONN,GRD,BRZ,XFMR,#8 SOL-#2 STR^
[9 empty] | 6123898 | FITTING,SIDEWALK GUY,2",POLE END,GALV
[9 empty] | 6123906 | FITTING,SIDEWALK GUY,2",GUY END,GALV^
[9 empty] | 6126304 | GRIP,GUY,DE,5/16",7STR,ALUMOWELD,BLACK
[9 empty] | 6126403 | GRIP,GUY,DE,7/16",7STR,ALUMOWELD,GREEN
[9 empty] | 6126494 | GRIP,GUY,DE,5/16",7STR,EHS-UG,STL,BLACK
[9 empty] | 6126502 | GRIP,GUY,DE,3/8",7STR,EHS,ORANGE
[9 empty] | 6126601 | GRIP,GUY,DE,7/16",7STR,UTILITY GRD,GREEN
[9 empty] | 6127807 | GUY,DE,AUTO,STRANDVISE,5/16" UG/AW,SB
[9 empty] | 6128003 | GUY,DE,AUTO,STRANDVISE,3/8"EHS/7#8AW,SB
[9 empty] | 6128607 | GUY,DE,AUTO,STRANDVISE,7/16" UG/AW,SB
[9 empty] | 6128706 | GUY,DE,AUTO,STRANDVISE,7/16" UG/AW,LB
[9 empty] | 6129704 | MARKER,GUY,PLSTC,8',YELLOW,1/4"-1/2" GUY
[9 empty] | 6137806 | MOLDING,GRD,1/2" X 3/16" X 8',PLSTC,#6
[9 empty] | 6137905 | MOLDING,GRD,1/2" X 8',PLSTC,HEAVY WALL
[9 empty] | 6142305 | STRUT,SIDEWALK GUY,2" X 10',PIPE
[9 empty] | 6142306 | STRUT,SIDEWALK GUY,2" X 12',PIPE
[9 empty] | 6144523 | ROD,ANCHOR,1" X 7',DISK,CORROSION RESIST
[9 empty] | 6145656 | ROD,ANCHOR,EXT,1.75" X 5',SQ SHAFT
[9 empty] | 6145657 | ROD,ANCHOR,EXT,1.75" X 7',SQ SHAFT
[9 empty] | 6145658 | ADAPTER,3EYE,GUY,1.75" SQ X 18"L,GALV
[9 empty] | 6146666 | ROD,ANCHOR,1" X 7',SCREW,GALVANIZED
[9 empty] | 6146906 | ROD,GRD,5/8" X 8',COPPERWELD/BONDED CU
[9 empty] | 6154405 | WIRE,GUY,5/16,ALUMOWELD,10000LB,500'COIL
[9 empty] | 6154504 | WIRE,GUY,7/16",ALUMOWELD,18500LB,250'COI
[9 empty] | 6155303 | WIRE,GUY,3/8",EHS,15400LBS,5000' REEL
[9 empty] | 6155402 | WIRE,GUY,7/16",UG,18000LB,250' COIL
[9 empty] | 6156145 | PROTECTANT,POLE,CU NAPHTHENATE IN P9 OIL
[9 empty] | 6198469 | ADAPTER,3EYE,GUY,1.5"SQ X 12"TO18"L,GALV
[9 empty] | 6200018 | NUT,SPRING,STUD,3/8" X 1-1/8",GALVANIZED
[9 empty] | 6200028 | NUT,HEX,3/8",316 STAINLESS STEEL
[9 empty] | 6200166 | BOLT,MACH,1/2" X 2-3/4",HEX,HEX NUT,GALV
[9 empty] | 6200190 | BOLT,MACH,1/2" X 2",HEX,HEX NUT,GALV
[9 empty] | 6208409 | BOLT,MACH,1/2" X 7",XARM,GALV
[9 empty] | 6208508 | BOLT,MACH,1/2" X 8",XARM,GALV
[9 empty] | 6208805 | BOLT,MACH,1/2" X 12",XARM,GALV
[9 empty] | 6209001 | BOLT,MACH,1/2" X 16",XARM,GALV
[9 empty] | 6210207 | BOLT,MACH,5/8" X 2",XARM,GALV
[9 empty] | 6211007 | BOLT,MACH,5/8" X 10",XARM,GALV
[9 empty] | 6211106 | BOLT,MACH,5/8" X 12",XARM,GALV
[9 empty] | 6211205 | BOLT,MACH,5/8" X 14",XARM,GALV
[9 empty] | 6211304 | BOLT,MACH,5/8" X 16",XARM,GALV
[9 empty] | 6211403 | BOLT,MACH,5/8" X 18",XARM,GALV
[9 empty] | 6211502 | BOLT,MACH,5/8" X 20",XARM,GALV
[9 empty] | 6211601 | BOLT,MACH,5/8" X 22",XARM,GALV
[9 empty] | 6211700 | BOLT,MACH,5/8" X 24",XARM,GALV
[9 empty] | 6211809 | BOLT,MACH,5/8" X 26",XARM,GALV
[9 empty] | 6211908 | BOLT,MACH,5/8" X 28",XARM,GALV
[9 empty] | 6212005 | BOLT,MACH,5/8" X 30",XARM,GALV
[9 empty] | 6212203 | BOLT,MACH,5/8" X 36",XARM,GALV
[9 empty] | 6213201 | BOLT,MACH,3/4" X 2",XARM,GALV
[9 empty] | 6214100 | BOLT,MACH,3/4" X 10",XARM,GALV
[9 empty] | 6214209 | BOLT,MACH,3/4" X 12",XARM,GALV
[9 empty] | 6214308 | BOLT,MACH,3/4" X 14",XARM,GALV
[9 empty] | 6214407 | BOLT,MACH,3/4" X 16",XARM,GALV
[9 empty] | 6214506 | BOLT,MACH,3/4" X 18",XARM,GALV
[9 empty] | 6214605 | BOLT,MACH,3/4" X 20",XARM,GALV
[9 empty] | 6214704 | BOLT,MACH,3/4" X 22",XARM,GALV
[9 empty] | 6214803 | BOLT,MACH,3/4" X 24",XARM,GALV
[9 empty] | 6214902 | BOLT,MACH,3/4" X 26",XARM,GALV
[9 empty] | 6215008 | BOLT,MACH,3/4" X 28",XARM,GALV
[9 empty] | 6216600 | BOLT,MACH,7/8" X 12",XARM,GALV
[9 empty] | 6216709 | BOLT,MACH,7/8" X 14",XARM,GALV
[9 empty] | 6216808 | BOLT,MACH,7/8" X 16",XARM,GALV
[9 empty] | 6216907 | BOLT,MACH,7/8" X 18",XARM,GALV
[9 empty] | 6217004 | BOLT,MACH,7/8" X 20",XARM,GALV
[9 empty] | 6217103 | BOLT,MACH,7/8" X 22",XARM,GALV
[9 empty] | 6217202 | BOLT,MACH,7/8" X 24",XARM,GALV
[9 empty] | 6217301 | BOLT,MACH,7/8" X 26",XARM,GALV
[9 empty] | 6217400 | BOLT,MACH,7/8" X 28",XARM,GALV
[9 empty] | 6218507 | BOLT,MACH,1" X 12",XARM,W/HEX HEAD,GALV
[9 empty] | 6218606 | BOLT,MACH,1" X 14",XARM,W/HEX HEAD,GALV
[9 empty] | 6218705 | BOLT,MACH,1" X 16",XARM,W/HEX HEAD,GALV
[9 empty] | 6218804 | BOLT,MACH,1" X 18",XARM,W/HEX HEAD,GALV
[9 empty] | 6218903 | BOLT,MACH,1" X 20",XARM,W/HEX HEAD,GALV
[9 empty] | 6219000 | BOLT,MACH,1" X 22",XARM,W/HEX HEAD,GALV
[9 empty] | 6219109 | BOLT,MACH,1" X 24",XARM,W/HEX HEAD,GALV
[9 empty] | 6221105 | BOLT,DOUBLE ARM,5/8" X 14",W/4 NUTS,GALV
[9 empty] | 6221204 | BOLT,DOUBLE ARM,5/8" X 16",W/4 NUTS,GALV
[9 empty] | 6221303 | BOLT,DOUBLE ARM,5/8" X 18",W/4 NUTS,GALV
[9 empty] | 6221501 | BOLT,DOUBLE ARM,5/8" X 22",W/4 NUTS,GALV
[9 empty] | 6221709 | BOLT,DOUBLE ARM,5/8" X 26",W/4 NUTS,GALV
[9 empty] | 6223101 | BOLT,DOUBLE ARM,3/4" X 14",W/4 NUTS,GALV
[9 empty] | 6223309 | BOLT,DOUBLE ARM,3/4" X 18",W/4 NUTS,GALV
[9 empty] | 6223507 | BOLT,DOUBLE ARM,3/4" X 22",W/4 NUTS,GALV
[9 empty] | 6223705 | BOLT,DOUBLE ARM,3/4" X 26",W/4 NUTS,GALV
[9 empty] | 6224000 | BOLT,DOUBLE ARM,3/4" X 32",W/4 NUTS,GALV
[9 empty] | 6224980 | BOLT,HEX,1/2" X 1",ASSEMBLY,GALV
[9 empty] | 6224981 | BOLT,HEX,1/2" X 1-1/2",ASSEMBLY,GALV
[9 empty] | 6224984 | BOLT,HEX,1/2" X 3",ASSEMBLY,GALV
[9 empty] | 6225601 | BOLT,DOUBLE ARM,7/8" X 14",W/4 NUTS,GALV
[9 empty] | 6225809 | BOLT,DOUBLE ARM,7/8" X 18",W/4 NUTS,GALV
[9 empty] | 6225908 | BOLT,DOUBLE ARM,7/8" X 20",W/4 NUTS,GALV
[9 empty] | 6226005 | BOLT,DOUBLE ARM,7/8" X 22",W/4 NUTS,GALV
[9 empty] | 6226708 | BOLT,DOUBLE ARM,7/8" X 36",W/4 NUTS,GALV
[9 empty] | 6236509 | BOLT,MACH,1/2" X 1-1/2",HEX,HEX NUT,GALV
[9 empty] | 6237200 | BOLT,MACH,5/8" X 2.5",HEX,HEX NUT,GALV,HTH
[9 empty] | 6239305 | BOLT,MACH,1" X 3",HEX HEAD,NO NUT,GALV
[9 empty] | 6239404 | BOLT,MACH,1" X 5-1/2",HEX,NO NUT,GALV
[9 empty] | 6241806 | BOLT ASSY,OVAL EYE,5/8" X 12",W/SQ NUT,GAL
[9 empty] | 6241905 | BOLT ASSY,OVAL EYE,5/8" X 14",W/SQ NUT,GAL
[9 empty] | 6242002 | BOLT ASSY,OVAL EYE,5/8" X 16",W/SQ NUT,GAL
[9 empty] | 6242507 | BOLT ASSY,OVAL EYE,5/8" X 30",W/SQ NUT,GAL
[9 empty] | 6250302 | BOLT ASSY,HEX HEAD,1/2"-13NC X 2"
[9 empty] | 6250401 | BOLT ASSY,HEX HEAD,1/2"-13NC X 2-1/2"
[9 empty] | 6251508 | BOLT,STUD,5/8" X 7",FOR LP INSUL
[9 empty] | 6253140 | BOLT,DOUBLE UPSET,5/8" X 12",ASSY,1 NUT
[9 empty] | 6255905 | NUT,LOCK,1/2",ANCO,H HEX,GALV.
[9 empty] | 6256002 | NUT,LOCK,5/8",ANCO,H HEX,GALV.
[9 empty] | 6256309 | NUT,LOCK,1",ANCO,H HEX,GALV.
[9 empty] | 6257406 | NUT,LOCK,1/2",MF #1 SQ TYPE,GALV STEEL
[9 empty] | 6257505 | NUT,LOCK,5/8",MF #1 SQ TYPE,GALV STEEL
[9 empty] | 6257604 | NUT,LOCK,3/4",MF #1 SQ TYPE,GALV STEEL
[9 empty] | 6257703 | NUT,LOCK,7/8",MF #1 SQ TYPE,GALV STEEL
[9 empty] | 6257802 | NUT,LOCK,1",MF #1 SQ TYPE,GALV STEEL
[9 empty] | 6259006 | NUT,SQUARE,3/4",10 THD PER INCH,GALV
[9 empty] | 6268502 | WASHER,SQ,CURVED,4" X 4",13/16" HOLE,REINF
[9 empty] | 6269005 | WASHER,SQ,CURVED,4" X 4" X 1/4"FOR 7/8 BOLTS
[9 empty] | 6269104 | WASHER,SQ,CURVED,2.25"X2.25",11/16" HOLE
[9 empty] | 6269203 | WASHER,SQ,CURVED,3" X 3",FOR 5/8 BOLTS
[9 empty] | 6269302 | WASHER,SQ,CURVED,3" X 3",FOR 3/4 BOLTS
[9 empty] | 6271001 | WASHER,RND,FLAT,3",13/16"HOLE,3/4"B,REIN
[9 empty] | 6271100 | WASHER,RND,FLAT,4",15/16"HOLE,7/8"B,REIN
[9 empty] | 6271209 | WASHER,RND,FLAT,4",1-1/16"HOLE,1"B,REINF
[9 empty] | 6273700 | WASHER,LOCK,SPLIT,3/8"
[9 empty] | 6273809 | WASHER,LOCK,SPLIT,1/2",GALVANIZED
[9 empty] | 6273908 | WASHER,LOCK,SPLIT,5/8",GALVANIZED
[9 empty] | 6274005 | WASHER,LOCK,SPLIT,3/4",GALVANIZED
[9 empty] | 6275002 | WASHER,RND,FLAT,1",7/16"HOLE,3/8" BOLT
[9 empty] | 6275101 | WASHER,RND,FLAT,1-3/8",9/16"HOLE,1/2"B
[9 empty] | 6275309 | WASHER,RND,FLAT,2",13/16"HOLE,3/4" BOLT
[9 empty] | 6277107 | WASHER,SPRING,CLIP,9/16"HOLE,FOR 1/2"B
[9 empty] | 6277206 | WASHER,SPRING,CLIP,11/16"HOLE,FOR 5/8"B
[9 empty] | 6277305 | WASHER,SPRING,CLIP,13/16"HOLE,FOR 3/4"B
[9 empty] | 6277404 | WASHER,SPRING,CLIP,15/16"HOLE,FOR 7/8"B
[9 empty] | 6277503 | WASHER,SPRING,CLIP,1-1/16" HOLE,FOR 1" B
[9 empty] | 6279509 | WASHER,SPRING,3/8",DOUBLE HELIX
[9 empty] | 6279608 | WASHER,SPRING,1/2",DOUBLE HELIX
[9 empty] | 6279707 | WASHER,SPRING,5/8",DOUBLE HELIX
[9 empty] | 6279806 | WASHER,SPRING,3/4",DOUBLE HELIX
[9 empty] | 6280804 | WASHER,SQ,FLAT,2" X 2" X 1/8",9/16" HOLE
[9 empty] | 6280903 | WASHER,SQ,FLAT FOR 5/8" HOLE 2.25" X 2.25
[9 empty] | 6281000 | WASHER,SQ,FLAT,2.25" X 2.25" X 3/16",13/16"H
[9 empty] | 6281307 | WASHER,SQ,FLAT,4" X 4" X 3/16",13/16"HOLE
[9 empty] | 6300024 | RACK,CBL SUPPORT,2.25"X2.25"X1/4",HEAVY
[9 empty] | 6300057 | MOUNT,XFMR,CLSTR,3UNIT,BLTD,1400LB,CALIF
[9 empty] | 6310908 | CLAMP,AERIAL-CBL,0.25"-0.61" RANGE
[9 empty] | 6312607 | BRACKET,HANGER,XARM,CUTOUT,3-3/4" X 4-3/4"
[9 empty] | 6312672 | BRACKET,HANGER,XARM,CUTOUT,5-3/4"X7-3/4"
[9 empty] | 6315501 | BRACKET,MTG,22" ARM,TANGENT & ANGLE
[9 empty] | 6316707 | BRACKET,POST INSUL,POST TOP,3 HOLE,20/35
[9 empty] | 6316905 | BRACKET,POLE,TOP,69/115KV POST INSUL,5BC
[9 empty] | 6319008 | WIREHOLDER,SVC,MAST,INSUL,1.25"-2.5"PIPE
[9 empty] | 6319107 | WIREHOLDER,SVC,MAST,INSUL,3"-4" PIPE
[9 empty] | 6342800 | MOUNT,MTR,PRI,5-25KV,2POSN,4PIECE,BANDED
[9 empty] | 6343909 | MOUNT,XFMR,CLSTR,2 UNIT,10-100KVA,NORMAL
[9 empty] | 6344105 | MOUNT,XFMR,CLSTR,3 UNIT,10-100KVA,NORMAL
[9 empty] | 6350805 | PLATFORM,XFMR,16' POLE CTR TO POLE CTR
[9 empty] | 6350904 | PLATFORM,XFMR,18' POLE CTR TO POLE CTR
[9 empty] | 6400030 | UNISTRUT,CHAN,1-5/8" X 1-3/8",10'L,GALV
[9 empty] | 6400048 | HOOK,CABLE SUPPORT,10" L,PLASTIC COATED
[9 empty] | 6400055 | HOOK,CABLE SUPPORT,15" L,PLASTIC COATED
[9 empty] | 6400238 | KEY,COTTER,HUMPBACK,1-1/4"L,3/16"DIA,SS
[9 empty] | 6408306 | CHAN,DE,4-BOLT,3/8" X 3-3/4" X 3-1/2" X 21-1/2
[9 empty] | 6408900 | CLAMP,ANGLE,0.23"-0.73",PIN PRL TO CND
[9 empty] | 6411508 | CLAMP,TRUN,POST INSUL,AL,0.35"-0.84"
[9 empty] | 6411706 | CLAMP,TRUN,POST INSUL,AL,0.50"-1.06"
[9 empty] | 6411805 | CLAMP,TRUN,POST INSUL,AL,1.00"-1.50"
[9 empty] | 6412183 | CLAMP,TRUN,ANGLE,POST INSUL,AL,.50"-1.06
[9 empty] | 6412605 | CLAMP,TRUN,POST INSUL,FE,0.25" - 0.56"
[9 empty] | 6414809 | CLAMP,MIDSPAN MESS,#4-1/0,UP TO 4 SERV
[9 empty] | 6417505 | CLAMP,BLTD,DE,AL,#4 - 1/0,SIDE OPENING^
[9 empty] | 6417604 | CLAMP,BLTD,DE,AL,2/0 -556,SIDE OPEN
[9 empty] | 6418453 | CLAMP,BLTD,DE,STRAIGHT,IRON,#6-1/0 CU
[9 empty] | 6418552 | CLAMP,BLTD,DE,SIDEOPENING,IRON,#1-350CU^
[9 empty] | 6420004 | CLAMP,SUSP,STD,FE,0.20"-0.60",16000LBS W
[9 empty] | 6420020 | CLAMP,SUSP,STD,FE,0.20"-0.60",16000LB WO
[9 empty] | 6422604 | CLEVIS,INSUL,SEC,FOR CLASS 53-2
[9 empty] | 6424105 | CLEVIS,THIMBLE,7/8",20000LB STRENGTH
[9 empty] | 6425003 | CLEVIS,Y,BALL,3-1/8" C TO C,CLASS 52-3/5
[9 empty] | 6425102 | CLEVIS,Y,BALL,HOTLINE,6" CLEARANCE,30000
[9 empty] | 6429203 | COVER,INSUL,BOLT END,5/8" X 3-1/2",VINYL
[9 empty] | 6432900 | LINK,FIGURE-8,STRT,1-1/8" EYELETS,GALV
[9 empty] | 6433304 | EYELET,OVAL,3/4" DIA HOLE,GALV
[9 empty] | 6434203 | NUT,OVALEYE,1/2",FORGED STL,HOT DIP GALV
[9 empty] | 6434302 | NUT,OVALEYE,5/8",FORGED STL,HOT DIP GALV
[9 empty] | 6434401 | NUT,OVALEYE,3/4",FORGED STL,HOT DIP GALV
[9 empty] | 6434807 | NUT,THIMBLE EYE,3/4",FORGED STEEL
[9 empty] | 6436308 | GAIN,GRID,CURVED TO FL,4" X 6.75",15/16"
[9 empty] | 6443303 | LINK,CLEVIS,EYE,36"C-C,NAR THRT,13/16"EY
[9 empty] | 6445506 | GUY,BENT,3/8" X 3" X 11-1/2",W/1-1/16"H
[9 empty] | 6445605 | LINK,GUY,FLAT,9" C-C,1-1/16" DIA HOLES
[9 empty] | 6448104 | PIN,INSUL,POLE TOP,20"LONG,1"NYLON THD
[9 empty] | 6448500 | PIN,INSUL,5/8" X 1.5",1.25" THD LENGTH
[9 empty] | 6448568 | PIN,INSUL,3/4" X 1-3/8",STEEL ARM
[9 empty] | 6449235 | PIN,INSUL,5/8" X 7.5",3" THD LNGTH,NYLON
[9 empty] | 6458400 | ROLLER,GUY,GALV,2.75"DIA,1-1/16" HOLE
[9 empty] | 6459606 | SCREW,LAG,3/8" X 3",DRIVE POINT
[9 empty] | 6459614 | SCREW,LAG,3/8" X 4",PILOT POINT
[9 empty] | 6459804 | SCREW,LAG,1/2" X 4-1/2",PILOT POINT
[9 empty] | 6460505 | SHACKLE,ANCHOR,GALV,3/4"PIN,3-1/2",60k
[9 empty] | 6460604 | SHACKLE,ANCHOR,GALV,5/8"PIN,2-25/32",30k
[9 empty] | 6465801 | CLEVIS,SKT,HOTLINE,EXT,10" C TO C,30000
[9 empty] | 6467302 | SOCKET,EYE,HOTLINE,52-3 & 5,5/8"THK EYE
[9 empty] | 6470603 | STAPLE,GRD,MOLDING,1/2" X 2",PVC MOLDING
[9 empty] | 6470900 | STAPLE,MOLDING,3"X1.5"SPREAD,CU-COATED
[9 empty] | 6477400 | PIN,THIMBLE ADPTR,5/8"BOLT TO 1",STD CON
[9 empty] | 652248 | FILL,GRAVEL,3/4" ROCK,UNWASHED (by Contractor)
[9 empty] | 6605307 | BELL END,PVC,2",TYPE DB,FOR PVC CND
[9 empty] | 6605505 | BELL END,PVC,3",TYPE DB,FOR PVC CND
[9 empty] | 6605802 | BELL END,PVC,4",TYPE DB,FOR PVC CND
[9 empty] | 6606008 | BELL END,PVC,6",TYPE DB,FOR PVC CND
[9 empty] | 6617401 | CONDUIT,PVC,2",SCH 40,10' LENGTH,(1) BEL
[9 empty] | 6617609 | CONDUIT,PVC,3",SCH 40,10' L,1 BELL END
[9 empty] | 6617807 | CONDUIT,PVC,4",SCH 40,10'L,1 BELL END
[9 empty] | 6618003 | CONDUIT,PVC,6",SCH 40,10'L,1 BELL END
[9 empty] | 6619001 | CONDUIT,PVC,2",SCH 80,10'L,1 BELL END
[9 empty] | 6619209 | CONDUIT,PVC,3",SCH 80,10'L,1 BELL END
[9 empty] | 6619308 | CONDUIT,PVC,4",SCH 80,10'L,1 BELL END
[9 empty] | 6619506 | CONDUIT,PVC,6",SCH 80,10'L,1 BELL END
[9 empty] | 6626204 | CONDUIT,STL,1" RIGID,HOT DIP GALV,10'L
[9 empty] | 6632608 | COUPLING,CND,PVC,2",FEMALE SMOOTH
[9 empty] | 6632806 | COUPLING,CONDUIT,3",PVC,STANDARD
[9 empty] | 6633002 | COUPLING,CND,PVC,4",FEMALE SMOOTH
[9 empty] | 6633101 | COUPLING,CND,PVC,6",FEMALE SMOOTH
[9 empty] | 6670608 | PLUG,CND,DUST,4",PLSTC,TAPERED,SEAL ENDS
[9 empty] | 6670800 | PLUG,CND,DUST,6",PLSTC,TAPERED,SEAL ENDS
[9 empty] | 6671240 | PLUG,CND,EXPANDING,4",PVC,SCHEDULE 40
[9 empty] | 6671260 | PLUG,CND,EXPANDING,6",PVC,SCHEDULE 40
[9 empty] | 6676040 | SPACER,BASE,PLSTC,4"PVC CND,1.5" SPACING
[9 empty] | 6676045 | SPACER,INTMD,PLSTC,4"PVC CND,1.5"SPACING
[9 empty] | 6676060 | SPACER,BASE,PLSTC,6"PVC CND,1.5" SPACING
[9 empty] | 6676065 | SPACER,INTMD,PLSTC,6" PVC CND,1-1/2" SPA
[9 empty] | 6677504 | STRAP,CND,3/4",STEEL,FOR PVC CONDUIT
[9 empty] | 6709703 | BOX,UG,SEC JCT,17"W X 30"L X 16"H,PLSTC
[9 empty] | 6800304 | TERMINATOR,UG,COLD,35KV,1/0SOL,345MIL
[9 empty] | 6800320 | SLEEVE,UG,PRI,HEAT,40"L,MIN1.00",MAX2.6
[9 empty] | 6800321 | SLEEVE,UG,PRI,HEAT,33"L,MIN0.85",MAX1.9
[9 empty] | 6813703 | CAP,UG,200A,INSUL,15KV,LOADBREAK
[9 empty] | 6815104 | CEMENT,PIPE,PVC,BRUSH TOP,PINT CONTAINER
[9 empty] | 6825400 | CONN,CVR,H-TAP,DIE SIZE O,BLACK PLSTC
[9 empty] | 6825509 | CONN,CVR,H-TAP,DIE SIZE D,BLACK PLSTC
[9 empty] | 6825558 | CONN,CVR,H-TAP,DIE SIZE N&D,BLACK PLSTC
[9 empty] | 6828305 | SLEEVE,UG,SEC,HEAT SHRINK,#2 TO 3/0
[9 empty] | 6828503 | SLEEVE,UG,SEC,HEAT SHRINK,4/0 TO 500KCM
[9 empty] | 6843007 | TERMINATOR,UG,COLD,15KV,4/0STR,175-220M
[9 empty] | 6877609 | PREPARATION KIT,CBL,1 STRIP 1" X 48" EMERY
[9 empty] | 7128903 | COUPLING,PIPE,1",SCH 40,GALVANIZED
[9 empty] | 7885025 | GUARD,ANIMAL,HOSE,SPLIT,SILICONE,1.75"ID
[9 empty] | 7888938 | GUARD,ANIMAL,SHIELD,24"DIA,2PC,DISK^
[9 empty] | 7889168 | GUARD,ANIMAL,BUSHING COVER FASTENER,^
[9 empty] | 7889508 | GUARD,ANIMAL,HOSE,SPLIT,SILICONE0.75"ID^
[9 empty] | 795591 | FUSE,PWR,SMU-20,34.5KV,15A,TCC 119-2
[9 empty] | 7991188 | CONNECTOR,MECH,WDG,556,477 TO 4AL,6,4 CU
[9 empty] | 7991189 | CONNECTOR,MECH,WDG,556,477 TO2,1/0AL,2CU
[9 empty] | 7991204 | CONNECTOR,MECH,WDG,4/0 to 4/0 AL,ACSR,CU
[9 empty] | 7991217 | ARM,DAVIT,STL,1'6"LONG,0'3"RISE,4X3X3/16
[9 empty] | 7991219 | BOLT,TYPE "O" TOWER,1"X4",HEX HEAD,W/HEX
[9 empty] | 7991222 | BRACKET,FIBERGLASS,18",CUTOUT & ARRESTER
[9 empty] | 7991272 | MARKER,POWER LINE,20",ORANGE,5 LBS.
[9 empty] | 7991279 | NEST,PLATFORM,BIRD,GALVANIZED
[9 empty] | 7991280 | NEST,PLATFORM,BIRD,WOOD
[9 empty] | 7991284 | GUARD,ANIMAL,HOSE,SPLIT,SILICONE,0.5"ID^
[9 empty] | 7991311 | GUARD,ANIMAL,HOSE,SPLIT,SILICONE1.25"ID^
[9 empty] | 7991536 | POLE,STEEL,50FT,CLASS H1
[9 empty] | 7991537 | POLE,STEEL,50FT,CLASS H2
[9 empty] | 7991538 | POLE,STEEL,50FT,CLASS H3
[9 empty] | 7991542 | POLE,STEEL,55FT,CLASS H1
[9 empty] | 7991543 | POLE,STEEL,55FT,CLASS H2
[9 empty] | 7991544 | POLE,STEEL,55FT,CLASS H3
[9 empty] | 7991545 | POLE,STEEL,55FT,CLASS H4
[9 empty] | 7991546 | POLE,STEEL,55FT,CLASS H5
[9 empty] | 7991547 | POLE,STEEL,60FT,CLASS 1
[9 empty] | 7991548 | POLE,STEEL,60FT,CLASS H1
[9 empty] | 7991549 | POLE,STEEL,60FT,CLASS H2
[9 empty] | 7991550 | POLE,STEEL,60FT,CLASS H3
[9 empty] | 7991553 | POLE,STEEL,65FT,CLASS 1
[9 empty] | 7991554 | POLE,STEEL,65FT,CLASS H1
[9 empty] | 7991555 | POLE,STEEL,65FT,CLASS H2
[9 empty] | 7991556 | POLE,STEEL,65FT,CLASS H3
[9 empty] | 7991559 | POLE,STEEL,70FT,CLASS 1
[9 empty] | 7991560 | POLE,STEEL,70',CLASS H1
[9 empty] | 7991561 | POLE,STEEL,70FT,CLASS H2
[9 empty] | 7991562 | POLE,STEEL,70FT,CLASS H3
[9 empty] | 7991565 | POLE,STEEL,75FT,CLASS 1
[9 empty] | 7991566 | POLE,STEEL,75FT,CLASS H1
[9 empty] | 7991567 | POLE,STEEL,75FT,CLASS H2
[9 empty] | 7991568 | POLE,STEEL,75FT,CLASS H3
[9 empty] | 7991571 | POLE,STEEL,80FT,CLASS 1
[9 empty] | 7991572 | POLE,STEEL,80FT,CLASS H1
[9 empty] | 7991573 | POLE,STEEL,80FT,CLASS H2
[9 empty] | 7991574 | POLE,STEEL,80FT,CLASS H3
[9 empty] | 7991577 | POLE,STEEL,85FT,CLASS 1
[9 empty] | 7991578 | POLE,STEEL,85FT,CLASS H1
[9 empty] | 7991579 | POLE,STEEL,85FT,CLASS H2
[9 empty] | 7991580 | POLE,STEEL,85FT,CLASS H3
[9 empty] | 7991583 | POLE,STEEL,90FT,CLASS 1
[9 empty] | 7991584 | POLE,STEEL,90FT,CLASS H1
[9 empty] | 7991585 | POLE,STEEL,90FT,CLASS H2
[9 empty] | 7991586 | POLE,STEEL,90FT,CLASS H3
[9 empty] | 7991588 | POLE,STEEL,95FT,CLASS 1
[9 empty] | 7991589 | POLE,STEEL,95FT,CLASS H1
[9 empty] | 7991590 | POLE,STEEL,95FT,CLASS H2
[9 empty] | 7991591 | POLE,STEEL,95FT,CLASS H3
[9 empty] | 7991593 | POLE,STEEL,100FT,CLASS 1
[9 empty] | 7991594 | POLE,STEEL,100FT,CLASS H1
[9 empty] | 7991595 | POLE,STEEL,100FT,CLASS H2
[9 empty] | 7991596 | POLE,STEEL,100FT,CLASS H3
[9 empty] | 7991598 | POLE,STEEL,105FT,CLASS 1
[9 empty] | 7991599 | POLE,STEEL,105FT,CLASS H1
[9 empty] | 7991600 | POLE,STEEL,105FT,CLASS H2
[9 empty] | 7991601 | POLE,STEEL,105FT,CLASS H3
[9 empty] | 7991603 | POLE,STEEL,110FT,CLASS 1
[9 empty] | 7991604 | POLE,STEEL,110FT,CLASS H1
[9 empty] | 7991605 | POLE,STEEL,110FT,CLASS H2
[9 empty] | 7991606 | POLE,STEEL,110FT,CLASS H3
[9 empty] | 7991608 | POLE,STEEL,115FT,CLASS 1
[9 empty] | 7991609 | POLE,STEEL,115FT,CLASS H1
[9 empty] | 7991610 | POLE,STEEL,115FT,CLASS H2
[9 empty] | 7991611 | POLE,STEEL,115FT,CLASS H3
[9 empty] | 7991613 | POLE,STEEL,120FT,CLASS 1
[9 empty] | 7991614 | POLE,STEEL,120FT,CLASS H1
[9 empty] | 7991615 | POLE,STEEL,120FT,CLASS H2
[9 empty] | 7991616 | POLE,STEEL,120FT,CLASSH3
[9 empty] | 7991617 | POLE,STEEL,50FT,CLASS H4
[9 empty] | 7991618 | POLE,STEEL,50FT,CLASS H5
[9 empty] | 7991619 | POLE,STEEL,50FT,CLASS H6
[9 empty] | 7991620 | POLE,STEEL,50FT,CLASS H7
[9 empty] | 7991629 | POLE,STEEL,60FT,CLASS H4
[9 empty] | 7991635 | POLE,STEEL,65FT,CLASS H4
[9 empty] | 7991636 | POLE,STEEL,65FT,CLASS H5
[9 empty] | 7991637 | POLE,STEEL,65FT,CLASS H6
[9 empty] | 7991641 | POLE,STEEL,70FT,CLASS H4
[9 empty] | 7991642 | POLE,STEEL,70FT,CLASS H5
[9 empty] | 7991647 | POLE,STEEL,75FT,CLASS H4
[9 empty] | 7991648 | POLE,STEEL,75FT,CLASS H5
[9 empty] | 7991649 | POLE,STEEL,75FT,CLASS H6
[9 empty] | 7991652 | POLE,STEEL,75FT,CLASS EH9
[9 empty] | 7991653 | POLE,STEEL,80FT,CLASS H4
[9 empty] | 7991654 | POLE,STEEL,80FT,CLASS H5
[9 empty] | 7991655 | POLE,STEEL,80FT,CLASS H6
[9 empty] | 7991656 | POLE,STEEL,80FT,CLASS EH7
[9 empty] | 7991658 | POLE,STEEL,80FT,CLASS EH9
[9 empty] | 7991659 | POLE,STEEL,85FT,CLASS H4
[9 empty] | 7991660 | POLE,STEEL,85FT,CLASS H5
[9 empty] | 7991661 | POLE,STEEL,85FT,CLASS H6
[9 empty] | 7991662 | POLE,STEEL,85FT,CLASS EH7
[9 empty] | 7991663 | POLE,STEEL,85FT,CLASS EH8
[9 empty] | 7991664 | POLE,STEEL,85FT,CLASS EH9
[9 empty] | 7991665 | POLE,STEEL,90FT,CLASS H4
[9 empty] | 7991666 | POLE,STEEL,90FT,CLASS H5
[9 empty] | 7991667 | POLE,STEEL,90FT,CLASS H6
[9 empty] | 7991668 | POLE,STEEL,90FT,CLASS EH7
[9 empty] | 7991669 | POLE,STEEL,90FT,CLASS EH8
[9 empty] | 7991670 | POLE,STEEL,90FT,CLASS EH9
[9 empty] | 7991671 | POLE,STEEL,95FT,CLASS H4
[9 empty] | 7991672 | POLE,STEEL,95FT,CLASS H5
[9 empty] | 7991673 | POLE,STEEL,95FT,CLASS H6
[9 empty] | 7991674 | POLE,STEEL,95FT,CLASS EH7
[9 empty] | 7991675 | POLE,STEEL,95FT,CLASS EH8
[9 empty] | 7991676 | POLE,STEEL,95FT,CLASS EH9
[9 empty] | 7991677 | POLE,STEEL,100FT,CLASS H4
[9 empty] | 7991678 | POLE,STEEL,100FT,CLASS H5
[9 empty] | 7991679 | POLE,STEEL,100FT,CLASS H6
[9 empty] | 7991680 | POLE,STEEL,100FT,CLASS EH7
[9 empty] | 7991681 | POLE,STEEL,100FT,CLASSH8
[9 empty] | 7991682 | POLE,STEEL,100FT,CLASSH9
[9 empty] | 7991683 | POLE,STEEL,105FT,CLASS H4
[9 empty] | 7991684 | POLE,STEEL,105FT,CLASS H5
[9 empty] | 7991685 | POLE,STEEL,105FT,CLASS H6
[9 empty] | 7991687 | POLE,STEEL,105FT,CLASSH8
[9 empty] | 7991688 | POLE,STEEL,105FT,CLASS EH9
[9 empty] | 7991689 | POLE,STEEL,110FT,CLASS H4
[9 empty] | 7991690 | POLE,STEEL,110FT,CLASS H5
[9 empty] | 7991692 | POLE,STEEL,100FT,CLASS H7
[9 empty] | 7991694 | POLE,STEEL,110FT,CLASS EH9
[9 empty] | 7991697 | POLE,STEEL,115FT,CLASS H6
[9 empty] | 7991701 | POLE,STEEL,120FT,CLASS H4
[9 empty] | 7991702 | POLE,STEEL,120FT,CLASS H5
[9 empty] | 7991703 | POLE,STEEL,120FT,CLASS H6
[9 empty] | 7991705 | POLE,STEEL,120FT,CLASS EH8
[9 empty] | 7991706 | POLE,STEEL,120FT,CLASSH9
[9 empty] | 7991707 | GALVOPGW,48SM,lSSLT,0.465“,1/2“REPL
[9 empty] | 7991708 | OPGW,48SM,CENTRO,0.354",3/8" REPL.
[9 empty] | 7991712 | DEADEND,FORMED WIRE,.350"-.399",FOR OPGW
[9 empty] | 7991713 | DEADEND,FORMED WIRE,.450"-504",FOR OPGW
[9 empty] | 7991718 | SUSPENSION ASSY,FRMD WIRE,.354-.381" SS^
[9 empty] | 7991719 | SUSPENSION ASSEM,FRMD WIRE,.462-.476" SS
[9 empty] | 7991720 | SUSPENSION ASSEM,FRMD WIRE,.354-.381" DS
[9 empty] | 7991721 | SUSPENSION ASSEM,FRMD WIRE,.462-.476" DS
[9 empty] | 7991911 | BRACKET,OPGW STORAGE
[9 empty] | 7991948 | POLE,STEEL,55,DE,SELF-SPRT,DB,505FT-K^
[9 empty] | 7991949 | POLE,STEEL,55,DE,SELF-SUPPORT,DB,710FT-K
[9 empty] | 7991950 | POLE,STEEL,55,DE,SELF-SUPPRT,DB,1105FT-K
[9 empty] | 7991951 | POLE,STEEL,55,DE,SELF-SUPPRT,DB,1610FT-K
[9 empty] | 7991952 | POLE,STEEL,55,DE,SELF-SUPRT,DB,1820FT-K
[9 empty] | 7991953 | BRACE,CROSS,GALV,STL,13' 6"POLE SPACING
[9 empty] | 7991954 | BRACE,CROSS,GALV,STL,16' 0"POLE SPACING
[9 empty] | 7991956 | BRACE,CROSS,GALV,STL,19' 6"POLE SPACING
[9 empty] | 7991964 | BRACE,CROSS,GALV,STL,38' 0"POLE SPACING
[9 empty] | 7991976 | CLAMP,CENTER,XBRACE,8-1/8"PINS X7-1/4"ST
[9 empty] | 7991983 | CABLE,UG,600V,500,AL,4PLX,WOFFORD
[9 empty] | 7992013 | CLAMP,DLEAD,OPGW.328-.372/.204-.358,WOOD
[9 empty] | 7992016 | CLAMP,DLEAD,OPGW.328-.372/.204-.358,STL^
[9 empty] | 7992022 | BRACKET,CLOSURE ATTACHMENT,FIBER,"L",^
[9 empty] | 7992195 | STUB,STEEL,40',SELF SUPPORT,4/0&SMALLER
[9 empty] | 7992394 | CULVERT @ 1740,1750,1760,1770
[9 empty] | 7992396 | RACK,CABLE,POLYMER,14",STANCHION-MNT ARM
[9 empty] | 7992399 | RACK,CABLE,POLYMER,36" STANCHION BRKT
[9 empty] | 7992432 | RACK,CABLE,POLYMER,24" STANCHION BRKT
[9 empty] | 7992509 | NUT,CHANNEL,1/2"-13 UNC,13/16"CHANNEL
[9 empty] | 7992523 | CABLE,UG,25KV,#1/0 SOLID AL,JCN,PARALLEL
[9 empty] | 7992524 | CABLE,UG,15KV,4/0 STR AL,PARALLEL,3 PH
[9 empty] | 7992553 | INSUL,GUY,FBRGL,21K,36",THIMBLE-CLEVIS
[9 empty] | 7992594 | PADVAULT,CONCRETE,7'X7',INC TRAFFIC W/GG
[9 empty] | 7992596 | PADVAULT,CONCRETE,7X12,FULL TRAFFC,W/GG
[9 empty] | 7992600 | PADVAULT,5X7,XFMR,3PH,4-25KV,75-750,GG
[9 empty] | 7992605 | PADVAULT,5'X7',SECT,3-PH,15KV,W/GG
[9 empty] | 7992652 | SPLICE,ENCLOSURE,ADSS & OPGW CABLES
[9 empty] | 7992653 | SPLICE,FIBER,HEAT SHR W/ROD,PROTECTOR
[9 empty] | 7992693 | SWITCHGEAR,PAD,15KV,AIR,DEADFRONT,TYPE9
[9 empty] | 7992694 | SWITCHGEAR,PAD,15KV,AIR,DEADFRONT,TYPE11
[9 empty] | 7992709 | XARM,FIBERGLASS,DEADEND,10FT,2POSITION^
[9 empty] | 7992782 | PLUG,FOAM DONUT,3"-6"
[9 empty] | 7992803 | WIRE,JUMPER,#4-7 CU,SOFT-D,80 MILS COVER
[9 empty] | 7992810 | SCREW,LAG,1/2"X2",GIMLET POINT
[9 empty] | 7992820 | ARM,MAST,STLT,14'SPAN,42"RISE,2"DIA,AL
[9 empty] | 7992856 | CONDUIT,FLEXIBLE,1/2",NONMETALLIC,100'
[9 empty] | 7992866 | INSUL,POST,161KV,HORZ,POLY,70",HIGH STRN
[9 empty] | 7992878 | VAULT,MANHOLE,4X4,INCIDENTALTRAFFICCOVER
[9 empty] | 7992879 | VAULT,MANHOLE,4X4,FULLTRAFFICCOVER
[9 empty] | 7992941 | IND,FAULT OH24HR DUAL RESET100A 72H LOAD
[9 empty] | 7992962 | CLAMP,BLTD,DE,SIDEOPENING,IRON,#4-3/0 CU
[9 empty] | 7999036 | WIRE,JUMPER,#6-7 CU,SOFT-D,80 MILS COVER
[9 empty] | 7999063 | POLE,STEEL,60 FT,WEATHERING,UNGUYED ANGL
[9 empty] | 7999091 | TIE,SPOOL,EZ-WRAP,795 AAC
[9 empty] | 7999106 | HOOK,GUY,MULTIPLE APPLICATION,3/4" HOLE
[9 empty] | 7999125 | SLEEVE,PADVAULT,CONCRETE,7'X12'X3 1/2'
[9 empty] | 7999193 | TIMBER,TREATED,UNDRILLED,5.75" X 7.5" X 20'
[9 empty] | 7999194 | CONDUCTOR,ACSR,NS,1/0,6/1STR,RAVEN,36"
[9 empty] | 7999195 | CONDUCTOR,ACSR,NS,4/0,6/1STR,PENGUIN,42"
[9 empty] | 7999196 | CONDUCTOR,ACSR,NS,397.5KCM,26/7,IBIS,60"
[9 empty] | 7999214 | SWITCHGEAR,PAD,15KV,AIR,DEADFRONT,TYPE10
[9 empty] | 7999352 | PADVAULT,XFMR,1PH,15/25KV,CTR BLKOUT
[9 empty] | 7999371 | ELBOW,LOAD BREAK,200 AMP,15KV,4/0 STR
[9 empty] | 7999378 | ELBOW,LOAD BREAK,15KV,2STR,220-295MIL
[9 empty] | 7999379 | ELBOW,LOAD BREAK,15KV,1/0 SOL,175-220MIL
[9 empty] | 7999380 | ELBOW,LOAD BREAK,15KV,1/0STR,220-295MIL
[9 empty] | 7999413 | GUARD,ANIMAL,HOSE,SOLID,SILICONE,0.5"ID
[9 empty] | 7999437 | REG,V,1PH,LINE,7200V,100A,ELEC
[9 empty] | 7999438 | REG,V,1PH,LINE,7200V,100A,ELEC,SS
[9 empty] | 7999442 | REG,V,1PH,LINE,14400V,200/224A,ELEC
[9 empty] | 7999443 | REG,V,1PH,LINE,14400V,200/224A,ELEC,SS
[9 empty] | 7999446 | REG,V,1PH,LINE,7200V,219/232A,ELEC,SS
[9 empty] | 7999498 | COVER,CUTOUT,FUSE,15/25,DEPL,USE#8006007
[9 empty] | 7999500 | GUARD,BIRD,SERIES ARRESTER,REGULATOR^
[9 empty] | 7999507 | SEAL,KIT,URD,CABLE,COLD SHRINK,DIA 1.32^
[9 empty] | 7999508 | SEAL,KIT,URD,CABLE,COLD SHRINK,DIA 1.63^
[9 empty] | 7999530 | SWITCH,UNITIZED,3PH,25KV,600AMP,INVERTED
[9 empty] | 7999545 | GUARD,ANIMAL,BUSHING COVER,5.5" DIA^
[9 empty] | 7999557 | XARM,FIBERGLASS,TANGENT,4" X 5" X 8 FT^
[9 empty] | 7999558 | XARM,FIBERGLASS,TANGENT,4" X 5" X 10 FT^
[9 empty] | 7999570 | GUARD,ANIMAL,BUSHING COVER,3.5" DIA^
[9 empty] | 7999573 | GUARD,ANIMAL,BUSHING COVER,6.8" DIA^
[9 empty] | 7999607 | PADVAULT,4X4,XFMER/SEC,1-PH,GG^
[9 empty] | 7999608 | GROUND KIT,UG,CABLE SPLICE,15/25 KV^
[9 empty] | 7999666 | INSUL,PIN,35KV,CLAMP TOP,1" PIN THD^
[9 empty] | 7999670 | GAIN,METAL,4X7,13/16,DEPL,NO REPLACEMEN^
[9 empty] | 7999719 | CUTOUT,POLYMER,27KV,100A,12KA,UNIVERSAL^
[9 empty] | 7999720 | CUTOUT,POLYMER,27KV,200A,12KA,UNIVERSAL^
[9 empty] | 7999723 | XARM FIBERGLASS,DEADEND,8 FT,2POSITION^
[9 empty] | 7999724 | XARM,FIBERGLASS,DEADEND,10FT,4POSITION^
[9 empty] | 7999725 | XARM,FIBERGLASS,DEADEND,14FT,4POSITION^
[9 empty] | 7999746 | CUTOUT,POLYMER,27KV,300A,150KV BIL,12KA
[9 empty] | 7999747 | CUTOUT,POLYMER,27KV,100A,12KA,UNIVERS,SS
[9 empty] | 7999763 | BRACKET,EQUIPMENT,10',FBRGL,UNDERBUILD^
[9 empty] | 7999796 | GUARD,SPRING LOADED,EQUIP BUSHING COVER^
[9 empty] | 7999954 | PADVAULT,SWGR,7X9,TYPE:9-12,15KV,DF
[9 empty] | 8000067 | FUSE,ELF,20A,15KV,27KV CUTOUT,SGL BARREL
[9 empty] | 8000068 | FUSE,ELF,50A,15KV,27KV CUTOUT,DBL BARREL
[9 empty] | 8000100 | INSUL,SP,POLY,10K,46/69,115,138KV,70-75^
[9 empty] | 8000301 | WIRE,JUMPER,#2-7 CU,SOFT-D,80 MILS COVER
[9 empty] | 8000316 | GUARD,ANIMAL,SHIELD,24"DIA^
[9 empty] | 8000426 | CLIP,GND COND,0.334",THEFT DETERRENT^
[9 empty] | 8000696 | SIGN,POLE VISIBILITY STRIP,2X12,YELLOW^
[9 empty] | 8000812 | CONDUCTOR,#4-7STR CU,SOFT-D,110 MILS CVR
[9 empty] | 8000821 | XARM,DE,FBGL,15/16"HLES,W/OPT J ATT^
[9 empty] | 8000861 | PAD,BOX,XFMR,1PH,24",37"X43",STD FBRGLS^
[9 empty] | 8000895 | ELBOW,FIBERGLASS,2",90D,24",1M 1F PVC^
[9 empty] | 8000902 | ELBOW,FIBERGLASS,2",90D,36",1M 1F PVC^
[9 empty] | 8000911 | ELBOW,FIBERGLASS,3",90D,36",1M 1F PVC^
[9 empty] | 8000915 | ELBOW,FIBERGLASS,3",90D,48",1M 1F PVC^
[9 empty] | 8000929 | ELBOW,FIBERGLASS,4",90D,36",1M IF PVC’
[9 empty] | 8000937 | ELBOW,FIBERGLASS,4",90D,48",1M 1F PVC^
[9 empty] | 8000939 | ELBOW,FIBERGLASS,6",90D,48",1M 1F PVC^
[9 empty] | 8000945 | ELBOW,FIBERGLASS,6",90D,60",1M 1F PVC^
[9 empty] | 8000978 | ELBOW,FIBERGLASS,3",45D,48",1M 1F PVC
[9 empty] | 8000986 | ELBOW,FIBERGLASS,4",45D,36",1M 1F PVC
[9 empty] | 8000994 | ELBOW,FIBERGLASS,6",45D,48",1M 1F PVC
[9 empty] | 8001125 | COUPLING,PVC,5:,BELL AND SPIGOT,IPS 4"
[9 empty] | 8002150 | LUM, LED 4K, ST, COBRA, LEVEL 5
[9 empty] | 8002161 | GUARD,BIRD,CLAMP-TOP,DEPL,USE #8005971^
[9 empty] | 8002294 | INDICATOR,FAULT,TEST POINT,LED,VAR TRIP^
[9 empty] | 8002296 | CABLE,FIBER OPTIC,8FT,3-TO-1,FLT INDICA^ 5960
[9 empty] | 8002386 | LABEL,WARNING,ADH,10'CLEARANCE,EXT MNTG^
[9 empty] | 8002388 | LABEL,DANGER,ADH,INTERNAL MOUNTING^
[9 empty] | 8002455 | BOLT,DOUBLE ARM,7/8" X 60",W/4 NUTS,GALV^
[9 empty] | 8002456 | BOLT,DOUBLE ARM,1" X 60",W/4 NUTS,GALV^
[9 empty] | 8002457 | GUARD,BIRD,DEADEND^
[9 empty] | 8002500 | POLE,RSP-90-67891011
[9 empty] | 8002524 | MAGNET,CABLE TRAINING GUIDE,DIAMETER 2"^
[9 empty] | 8002530 | COND,GROUND,THEFT DETER,SWITCH HDL,.526"
[9 empty] | 8002531 | CLAMP,GRD ROD,5/8-3/4",TINNED BRONZE^
[9 empty] | 8002533 | SCREW,SELF TAP,WSHR HEX,SS,5/16X1-1/2"
[9 empty] | 8002623 | GUARD,BIRD,ARRESTER BRACKET COVER^
[9 empty] | 8002624 | BOLT,MACH,1" X 32",XARM,W/HEX HEAD,GALV
[9 empty] | 8002691 | SWITCH,RAPTOR,115KV SHLD LN,POLY,QIK BRK
[9 empty] | 8003013 | INSUL,POST,161KV,HORZ,POLY,TRUN,HI STRTH
[9 empty] | 8003087 | EXPANSIONCOUPLING,PVC,2",(2)BELLENDS’
[9 empty] | 8003088 | EXPANSION COUPLING,PVC,3",(2) BELL ENDS^
[9 empty] | 8003089 | EXPANSIONCOUPLING,PVC,4",(2)BELLENDS’
[9 empty] | 8003090 | EXPANSION COUPLING,PVC,6",(2) BELL ENDS^
[9 empty] | 8003139 | BOLT,DOUBLE ARM,3/4" X 60",W/4 NUTS,GALV
[9 empty] | 8003167 | PLATFORM,SW,OPR,POLE MTD,HINGED,FRP PL
[9 empty] | 8003215 | CONNECTOR,MECH,WDG,1/0 to 1/0 AAC,ACSR
[9 empty] | 8003681 | TAG,CABLE,RED,A-PHASE,3.9 x1.75 ^
[9 empty] | 8003682 | TAG,CABLE,WHITE,B-PHASE,3.9 x1.75 ^
[9 empty] | 8003683 | TAG,CABLE,BLUE,C-PHASE,3.9 x1.75 ^
[9 empty] | 8003738 | CONTROL,CAP,VAR/CUR,LCD,CURRENT SNSG,^
[9 empty] | 8003739 | BRACKET,MTG,3PH,90"L,ALUM,DISC SWITCH ^
[9 empty] | 8003746 | CONN,H-TAP,CU-CU,#2-4/0 TO#2-4/0 SOL&STR
[9 empty] | 8003816 | IND,FAULT,OH,7DAY RESET,100A,72H LOAD^
[9 empty] | 8003820 | INSUL,GUY,FIBERG,21K,78",CLEVIS-THIMBLE
[9 empty] | 8003864 | HOOK,GUY,TWO 15/16" PIN HOLES ^
[9 empty] | 8003866 | CABINET,SECT,15KV,1PH,AL,HP,GRDBUS,JN
[9 empty] | 8003868 | CABINET,SECT,15KV,3PH,AL,HP,GRDBUS,JNCT
[9 empty] | 8003872 | CABINET,SECT,15KV,3PH,AL,LP,GRDBUS,JNCT
[9 empty] | 8003944 | CABLE,UG,15KV,1/0 AL,STR,175 MIL
[9 empty] | 8003982 | CABLE,UG,15KV,1/0AWG STR,PARALLEL 3PH
[9 empty] | 8003999 | ELBOW,LOAD BREAK,200 AMP,15KV,1/0 STR
[9 empty] | 8004014 | XFMR,FXD LOAD,7200,120,1KVA,SEC BUSH
[9 empty] | 8004018 | XFMR,FXD LOAD,19920,120,1KVA,SEC BUSH
[9 empty] | 8004022 | XFMR,FXD LOAD,12000,120,1KVA,SEC BUSH,SS
[9 empty] | 8004054 | TERMINAL,COMP,RING,TNG,4CU,5/8" STUD^
[9 empty] | 8004055 | BRACKET,MTG,FBRGL,3PH,74"L,CUTOUTS &ARSR
[9 empty] | 8004115 | XARM,FIBERGLASS,ALLEY ARM,8 FOOT
[9 empty] | 8004116 | XARM,FIBERGLASS,ALLEY ARM,10 FOOT
[9 empty] | 8004329 | LINK,QUICK,CHAIN,1/2",3300LBS STRENGTH^
[9 empty] | 8004331 | SPLICE,UG,COLD,15KV #2-4/0,25KV #1-2/0^
[9 empty] | 8004406 | CARTRIDGE,CO2,FOR USE WITH SI# 8004405
[9 empty] | 8004409 | SEAL,CONDUIT,INFLATABLE,4"
[9 empty] | 8004410 | SEAL,CONDUIT,INFLATABLE,6"
[9 empty] | 8004414 | PADVAULT,SWGR,7X12,TYPE:9 -12,15KV,DF
[9 empty] | 8004438 | PROTECTANT,WRAP,WOOD POLE
[9 empty] | 8004474 | POLE,STEEL,90FT,WEATHER,CL H1,WOOD EQ^
[9 empty] | 8004486 | XARM,STL,28'-0"L,115kV,GALV,H-FRAME
[9 empty] | 8004492 | FUSE,ELF,6A,8.3KV,27KV CUTOUT,SGL BARREL
[9 empty] | 8004493 | FUSE,ELF,8A,8.3KV,27KV CUTOUT,SGL BARREL
[9 empty] | 8004494 | FUSE,ELF,12A,8.3KV,27KV CUTOUT,SGL BARRL
[9 empty] | 8004495 | FUSE,ELF,18A,8.3KV,27KV CUTOUT,SGL BARRL
[9 empty] | 8004496 | FUSE,ELF,20A,8.3KV,27KV CUTOUT,SGL BARRL
[9 empty] | 8004497 | FUSE,ELF,25A,8.3KV,27KV CUTOUT,SGL BARRL
[9 empty] | 8004498 | FUSE,ELF,30A,8.3KV,27KV CUTOUT,SGL BARRL
[9 empty] | 8004499 | FUSE,ELF,40A,8.3KV,27KV CUTOUT,SGL BARRL
[9 empty] | 8004500 | FUSE,ELF,50A,8.3KV,27KV CUTOUT,DBL BARRL
[9 empty] | 8004501 | FUSE,ELF,65A,8.3KV,27KV CUTOUT,DBL BARRL
[9 empty] | 8004502 | FUSE,ELF,80A,8.3KV,27KV CUTOUT,DBL BARRL
[9 empty] | 8004504 | FUSE,ELF,6A,15KV,27KV CUTOUT,SGL BARREL
[9 empty] | 8004505 | FUSE,ELF,8A,15KV,27KV CUTOUT,SGL BARREL
[9 empty] | 8004506 | FUSE,ELF,12A,15KV,27KV CUTOUT,SGL BARREL
[9 empty] | 8004507 | FUSE,ELF,18A,15KV,27KV CUTOUT,SGL BARREL
[9 empty] | 8004508 | FUSE,ELF,25A,15KV,27KV CUTOUT,SGL BARREL
[9 empty] | 8004509 | FUSE,ELF,30A,15KV,27KV CUTOUT,SGL BARREL
[9 empty] | 8004510 | FUSE,ELF,40A,15KV,27KV CUTOUT,DBL BARREL
[9 empty] | 8004511 | FUSE,ELF,6A,23KV,27KV CUTOUT,SGL BARREL
[9 empty] | 8004512 | FUSE,ELF,8A,23KV,27KV CUTOUT,SGL BARREL
[9 empty] | 8004513 | FUSE,ELF,12A,23KV,27KV CUTOUT,SGL BARREL
[9 empty] | 8004514 | FUSE,ELF,18A,23KV,27KV CUTOUT,SGL BARREL
[9 empty] | 8004515 | FUSE,ELF,20A,23KV,27KV CUTOUT,SGL BARREL
[9 empty] | 8004517 | FUSE,ELF,30A,23KV,27KV CUTOUT,DBL BARREL
[9 empty] | 8004530 | ARRESTER,SRG,NONEXPULSION,10KV,OVHD,MOV
[9 empty] | 8004531 | ARRESTER,SRG,NONEXPULSION,18KV,OVHD,MOV
[9 empty] | 8004535 | ARRESTER,SRG,NONEXPULSION,10KV,RISER,MOV
[9 empty] | 8004637 | GROUNDING KIT,UG,CBL,JKT.OD 1.6"-2.7"
[9 empty] | 8004642 | CABLE,LINE POST SENSOR,CURRENT,2-PIN
[9 empty] | 8004643 | MOUNT,PWR FUSE,SMD-20,17KV,200A,150KVB
[9 empty] | 8004644 | MOUNT,PWR FUSE,SMD-20,27KV,200A,150KVB
[9 empty] | 8004771 | MESSENGER,1/0AWA,STRENGTH 17120 LBS
[9 empty] | 8004772 | MESSENGER,4/0AWA,STRENGTH 32670 LBS
[9 empty] | 8004773 | BRACKET,NON-FLEXIBLE,TANGENT,SPACER CBL
[9 empty] | 8004774 | STIRRUP,USED WITH NON-FLEXIBLE BRACKET
[9 empty] | 8004775 | BRACKET,ANTI-SWAY
[9 empty] | 8004776 | BRACKET,ANGLE,7 TO 90 DEGREES
[9 empty] | 8004777 | BRACKET,DEAD END
[9 empty] | 8004778 | SPACER,21" X 29",HDPE,12" PH SPACING,35KV
[9 empty] | 8004807 | CONN,SHEAR BOLT,SPLICE,2-250MCM,CU^
[9 empty] | 8005015 | POLE,FBRGLS,TRANSM,MOD,60FT,CL-H4,BROWN
[9 empty] | 8005021 | POLE,FBRGLS,TRANSM,MOD,60FT,CL-H6,BROWN
[9 empty] | 8005024 | POLE,FBRGLS,TRANSM,MOD,65FT,CL-H2,BROWN
[9 empty] | 8005029 | POLE,FBRGLS,TRANSM,MOD,65FT,CL-H6,BROWN
[9 empty] | 8005120 | ARRESTER,SRG,NONEXPULSION,3KV,MOV
[9 empty] | 8005122 | ARRESTER,SRG,NONEXPULSION,6KV,MOV
[9 empty] | 8005123 | ARRESTER,SRG,NONEXPULSION,10KV,MOV
[9 empty] | 8005126 | ARRESTER,SRG,NONEXPULSION,18KV,MOV
[9 empty] | 8005208 | SPACER,HD,HDPE,18"PH SPACING,35KV,GO95
[9 empty] | 8005209 | SPACER,HDPE,18"PH SPACING,35KV,GO95
[9 empty] | 8005847 | POLE,FBRGLS,TRANSM,MOD,50FT,CL-H6,BROWN
[9 empty] | 8005875 | POLE,FBRGL,ROUND,55',CLASS 3,DISTR
[9 empty] | 8005888 | POLE,FBRGL,ROUND,50',CLASS 2,DISTR
[9 empty] | 8005889 | POLE,FBRGL,ROUND,60',CLASS 2,DISTR
[9 empty] | 8005890 | POLE,FBRGL,ROUND,50',CLASS 1,DISTR
[9 empty] | 8005891 | POLE,FBRGL,ROUND,55',CLASS 1,DISTR
[9 empty] | 8005892 | POLE,FBRGL,ROUND,60',CLASS 1,DISTR
[9 empty] | 8005893 | CONDUCTOR,COVERED,SPACER,1/0,15KV,GRY
[9 empty] | 8005894 | CONDUCTOR,COVERED,SPACER,4/0,15KV,GRY
[9 empty] | 8005895 | CONDUCTOR,COVERED,SPACER,477,15 KV,GRY
[9 empty] | 8005896 | CONDUCTOR,COVERED,SPACER,795,15 KV,GRY
[9 empty] | 8005904 | PLATE,INSULATOR,DOUBLE,SPACER CABLE
[9 empty] | 8005905 | BRACKET,TAP,TRIANGULAR,SPACER CABLE
[9 empty] | 8005907 | CLEVIS,THIMBLE,HD,40000LBS
[9 empty] | 8005908 | GUARD,PROTECTIVE,LINE-DUC,GREY
[9 empty] | 8005909 | GRIP,DEADEND,MESSENGER,SPACER CBL,1/0
[9 empty] | 8005911 | CLAMP,ANGLE,MESSENGER SPACER CABLE
[9 empty] | 8005912 | SPACER,1PH,HD,18" X 3",12" 20KV UP-LIFT LN
[9 empty] | 8005913 | SPACER,HD,21"X29"HDPE,12"PH SPACING,35KV
[9 empty] | 8005914 | PLATE,SHIM,SPACER CABLE
[9 empty] | 8005915 | CLAMP,INSIDE ANGLE,MESSENGER SPACER CBL
[9 empty] | 8005916 | GRIP,DEADEND,MESSENGER,SPACER CBL,4/0
[9 empty] | 8005917 | PIN,INSUL,3/4" X 2-1/2",SPACER CABLE SYS
[9 empty] | 8005918 | GRIP,DEADEND,SPACER CABLE,15kV 4/0
[9 empty] | 8005919 | GRIP,DEADEND,SPACER CABLE,15kV 477
[9 empty] | 8005920 | GRIP,DE,SPACER CBL,15kV 795,35kV 477
[9 empty] | 8005933 | CONTROLLER,RECL,651R2,DEPL,USE #8006045
[9 empty] | 8005960 | BUS,INSUL,SEC,4-PORT,6-350,GEL FILLED^
[9 empty] | 8005961 | BUS,INSUL,SEC,5-PORT,6-350,GEL FILLED^
[9 empty] | 8005962 | BUS,INSUL,SEC,6-PORT,6-350,GEL FILLED^
[9 empty] | 8005989 | CONNECTOR,INSUL PIERCING,PRI,15KV477-4/0
[9 empty] | 8005990 | CONNECTOR,INSUL PIERC,PRI,15KV,4/0-1/0
[9 empty] | 8005991 | CONNECTOR,INSUL,PIERCE15KV4/0-1/0,1/0-#2
[9 empty] | 8006002 | CONN,1P XFMR,4-POSN,ENCAPSULATED,#10-350
[9 empty] | 8006006 | SPACER,1PH,HDPE,18X3,12",20KV,FLAT LINE
[9 empty] | 8006007 | COVER,CUTOUT,FUSE,15/25,DEPL,USE#8006007 (WAS #7999498)
[9 empty] | 8006008 | POLE,STEEL,85FT,CLASS H1,WOOD
[9 empty] | 8006009 | STEPS,POLE,STAINLESS,J BOLT,BLIND,1
[9 empty] | 8006010 | COVER,UNIVERSAL CUTOUT,POLY&PORC,27KV150
[9 empty] | 8006011 | GRIP,DEADEND,SPACER CABLE,1/0,15KV
[9 empty] | 8006012 | GRIP,DEADEND,SPACER CABLE,1/0,35KV
[9 empty] | 8006045 | CONTROLLER,RECL,651R2,DEPL,USE #8006045 (WAS #8005933)
[9 empty] | 8006051 | LUMINAIRE, LED 4K, FLOOD, LEVEL 2
[9 empty] | 8006055 | SPLICE,UG,PREMOLDED,25KV,1/0SOL-2SOL^
[9 empty] | 8006086 | POLE,FBRGLS,ROUND,45',CLASS 1,DISTR
[9 empty] | 8006158 | RECLOSER,TRPL SGL,6LEA,38KV,SS,SM CT
[9 empty] | 8006173 | CONDUCTOR,TREE WIRE,1/0 ACSR,15KV,GRY
[9 empty] | 8006174 | CONDUCTOR,TREE WIRE,4/0 ACSR,15KV,GRY
[9 empty] | 8006175 | CONDUCTOR,TREE WIRE,477ACSR,15KV,GRY
[9 empty] | 8006177 | CONDUCTOR,TREE WIRE,795 ACSR,15KV,GRY
[9 empty] | 8006178 | CONDUCTOR,TREE WIRE,1/0 ACSR,25KV,GRAY^
[9 empty] | 8006180 | CONDUCTOR,TREE WIRE,477ACSR,25KV,GRY
[9 empty] | 8006183 | CONDUCTOR,TREE WIRE,1/0 ACSR,35KV,GRY^
[9 empty] | 8006186 | CONDUCTOR,TREE WIRE,477 ACSR,35KV,GRY^
[9 empty] | 8006194 | GUARD,BIRD,DEADEND,TREE WIRE^
[9 empty] | 8006198 | WIRE,JUMPER,#2-7CU W/150 MIL THERMOPLAST
[9 empty] | 8006201 | FUSE,PWR,SMU-20,14.4KV,30E A,TCC 119-2
[9 empty] | 8006321 | COVER,CUTOUT,FR RATED,POLYMER,27KV150BIL
[9 empty] | 8006322 | COVER,CUTOUT,FR RATED,POLYMER,POWER FUSE
[9 empty] | 8006324 | GUARD,BIRD,FR RATED,TAN&ANGLE,CLAMP-TOP
[9 empty] | 8006325 | GUARD,BIRD,FR RATED,DEADEND,W/HANDLE
[9 empty] | 8006345 | POLE,STEEL WEATHERING,80FT,CLASS H2-FHCA
[9 empty] | 8006346 | POLE,STEEL WEATHERING,85FT,CLASS H2-FHCA
[9 empty] | 8006360 | IND,FAULT OH,RESET:8/16HR,<46KV,FST TRIP
[9 empty] | 8006362 | BLADE,DISC,SM-20,17KV,OH CUTOUT^
[9 empty] | 8006363 | BLADE,DISC,SM-20,27KV,OH CUTOUT^
[9 empty] | 8006379 | IND,FAULT OH,RESET:8/8HR,<35KV,LNG DURN^
[9 empty] | 8006381 | POLE,STEEL,95FT,WEATHER,CL H1,WOOD EQ^
[9 empty] | 8006412 | POLE,STEEL,45FT,CLASS 1,DISTRIBUTION
[9 empty] | 8006413 | POLE,STEEL,50FT,CLASS 1,DISTRIBUTION
[9 empty] | 8006442 | COVER,CONNECTOR,TREE WIRE,LARGE
[9 empty] | 8006443 | COVER,CONNECTOR,TREE WIRE,SMALL
[9 empty] | 8006487 | XARM,FIBERGLASS,DOUBLE ARM,10FT,4POS
[9 empty] | 8006513 | COVER,STIRRUP,COVERED CONDUCTOR^
[9 empty] | 8006548 | SIGN,ADHESIVE,VISIBILITY STRIP,2X10,YEL^
[9 empty] | 8006578 | INSUL,SUSP,POLY,138KV,25000#,52-8/11
[9 empty] | 8006673 | CONN,MECH,WDG,795 SC TO 6,4,2 CU,4 AL
[9 empty] | 8006674 | CONN,MECH,WDG,795 SC TO 1/0 CU,2,1/0 AL
[9 empty] | 8006675 | CONN,MECH,WDG,795 SC TO 1/0 -4/0 AL
[9 empty] | 8006684 | CONN,WDG,4/0 SPC TO #2ACC-#1
[9 empty] | 8006685 | CONN,WDG,4/0 SPC TO #1ACSR-2/0AAC
[9 empty] | 8006802 | BOLT,OVAL EYE,3/4"X16" GALVANIZED
[9 empty] | 8201394 | POST,BARRIER,PROTECTION POWER INSTALLED
[9 empty] | 8201600 | SIGN,LETTER,"CN",FOR USE IN CALIFORNIA
[9 empty] | 8227704 | MARKER,URD,CABLE LOCATION,PLASTIC STRIP,
[9 empty] | 8229809 | NAIL,ALUMINUM,1-1/2",SCREW SHANK FOR
[9 empty] | 8252413 | SIGN,WARNING,PLSTC,"HIGH VOLTAGE",
[9 empty] | 8528309 | LOCK,PAD,A-2,1.5" BDY,9/32" SH,1.5" CLR
[9 empty] | 9009074 | CONNECTOR,CONDUIT,LIQUID TIGHT,1",STRAIG
[9 empty] | 9161506 | XFMR,PAD,1PH,25,7.2,240/120,DT
[9 empty] | 9181231 | XFMR,STEPDOWN,1PH,250,7.2,2.4,CT
[9 empty] | 9184359 | XFMR,STEPDOWN,1PH,50,12,2.4,DT
[9 empty] | 9600319 | FUSE,PWR,SMU-20,34.5KV,30E A,TCC 119-2
[9 empty] | BORE | BORE MACHINE (SWAMPY SOIL)
[9 empty] | FG ELBOW-3 | 3" FG ELBOW
[9 empty] | HDD-4 | HDD 2-4" IN SINGLE BORE
[9 empty] | HDD-6 | HDD 2-6" IN SINGLE BORE
[9 empty] | HDPE-4 | 4" HDPE CONDUIT
[9 empty] | HDPE-6 | CONDUIT - 6" HDPE
[9 empty] | HHD-6 | HDD 2-6" IN 14" BORE
[9 empty] | HYDROVAC | VAC TRUCK
[9 empty] | PVC-3 | CONDUIT - 3" PVC
[9 empty] | TRENCH | TRENCHING
[9 empty] | VACSWITCH | 115KV VACUUM 3 BOTTLE SWITCH
[9 empty] | 6268445 | WASHER,SQ,CURVED,3"X3",13/16" HOLE REINF
[9 empty] | 7992495 | LABEL,ADHESIVE,#0,YELLOW ON BLACK,1"
[9 empty] | 7992496 | LABEL,ADHESIVE,#1,YELLOW ON BLACK,1"
[9 empty] | 7992497 | LABEL,ADHESIVE,#2,YELLOW ON BLACK,1"
[9 empty] | 7992498 | LABEL,ADHESIVE,#3,YELLOW ON BLACK,1"
[9 empty] | 7992499 | LABEL,ADHESIVE,#4,YELLOW ON BLACK,1"
[9 empty] | 7992500 | LABEL,ADHESIVE,#5,YELLOW ON BLACK,1"
[9 empty] | 7992501 | LABEL,ADHESIVE,#6/#9,YELLOW ON BLACK,1"
[9 empty] | 7992502 | LABEL,ADHESIVE,#7,YELLOW ON BLACK,1"
[9 empty] | 7992503 | LABEL,ADHESIVE,#8,YELLOW ON BLACK,1"
[9 empty] | 7992572 | LABEL,ADHESIVE,"E",YELLOW ON BLACK,1"
[9 empty] | 7992573 | LABEL,ADHESIVE,"F",YELLOW ON BLACK,1"
[9 empty] | 7992579 | LABEL,ADHESIVE,"L",YELLOW ON BLACK,1"
[9 empty] | 7992580 | LABEL,ADHESIVE,"M",YELLOW ON BLACK,1"
[9 empty] | 7992586 | LABEL,ADHESIVE,"S",YELLOW ON BLACK,1"
[9 empty] | 7992588 | LABEL,ADHESIVE,"U",YELLOW ON BLACK,1"
[9 empty] | 7992859 | LABEL,ADHESIVE,1",GREEN ON BLACK,DEC #.5
[9 empty] | 7992860 | LABEL,ADHESIVE,1",GREEN ON BLACK,DEC #.8
[9 empty] | 8004539 | PLATE,EQ,ADHESIVE,FACILITY,4-3/8"x9-1/2"
[9 empty] | 7992712 | PLATE,EQUIPMENT,ADHESIVE, SW#, 4"x7-3/4"
[9 empty] | 8006521 | LADDER, CLIMBING, MCGREGOR GALVANIZED^
[9 empty] | 4508701 | CONDUCTOR,ACSR,1/0,6/1STR,RAVEN
[9 empty] | 4519005 | CONDUCTOR,CU,1/0,7STR,BARE,SOFT DRAWN
[9 empty] | 8006173 | CONDUCTOR,TREE WIRE, 1/0 ACSR,15 KV,GRY^
[9 empty] | 4518007 | CONDUCTOR,WIRE,#6,SOFT DRAWN SOLID,BARE,
[9 empty] | 6617401 | CONDUIT,PVC,2",SCH 40,10' LENGTH,(1) BEL
[9 empty] | 6617609 | CONDUIT,PVC,3",SCH 40,10' L,1 BELL END
[9 empty] | 4626404 | CONN,H-TAP (#3),0.398-0.470,0.162-0.3
[9 empty] | 1300812 | CONN,STIRRUP,BLTD,4-250AL/ACSR,1/0SOL
[9 empty] | 1002858 | CONN,UG,SPLICE,#2STR W/#2STR,15KV
[9 empty] | 8006442 | COVER,CONNECTOR,TREE WIRE,LARGE
[9 empty] | 8006443 | COVER,CONNECTOR,TREE WIRE,SMALL
[9 empty] | 8006322 | COVER,CUTOUT,FR RATED,POLYMER,POWER FUSE
[9 empty] | 8006513 | COVER,STIRRUP,COVERED CONDUCTOR^
[9 empty] | 7999719 | CUTOUT,POLYMER,27KV,100A,12KA,UNIVERSAL^
[9 empty] | 8004494 | FUSE,ELF,12A,8.3KV,27KV CUTOUT,SGL BARRL
[9 empty] | 8004492 | FUSE,ELF,6A,8.3KV,27KV CUTOUT,SGL BARREL
[9 empty] | 1005377 | FUSE,PWR,SMU-20,14.4KV,15E A,TCC 119-2
[9 empty] | 8006201 | FUSE,PWR,SMU-20,14.4KV,30E A,TCC 119-2
[9 empty] | 2200442 | FUSE,PWR,SMU-20,25KV,20E A,TCC 119-2,S
[9 empty] | 6126601 | GRIP,GUY,DE,7/16",7STR,UTILITY GRD,GREEN
[9 empty] | 7991284 | GUARD,ANIMAL,HOSE,SPLIT,SILICONE,0.5"ID^
[9 empty] | 8002623 | GUARD,BIRD,ARRESTER BRACKET COVER^
[9 empty] | 8006194 | GUARD,BIRD,DEADEND,TREEWIRE^
[9 empty] | 7999796 | GUARD,SPRING LOADED,EQUIP BUSHING COVER^
[9 empty] | 6128607 | GUY,DE,AUTO,STRANDVISE,7/16" UG/AW,SB
[9 empty] | 7999106 | HOOK,GUY,MULTIPLE APPLICATION, 3/4" HOLE
[9 empty] | 7992553 | INSUL,GUY,FBRGL,21K, 36",THIMBLE-CLEVIS
[9 empty] | 8003820 | INSUL,GUY,FIBERG,21K, 78",CLEVIS-THIMBLE
[9 empty] | 7999666 | INSUL,PIN,35KV,CLAMP TOP,1" PIN THD^
[9 empty] | 5840285 | INSUL,SUSP,POLY,35KV,22-1/2",15000LBS
[9 empty] | 5825807 | INSULATOR,SPOOL,PORC,GRAY,3000LB^
[9 empty] | 7992495 | LABEL,ADHESIVE,#0,YELLOW ON BLACK,1"
[9 empty] | 7992496 | LABEL,ADHESIVE,#1,YELLOW ON BLACK,1"
[9 empty] | 7992497 | LABEL,ADHESIVE,#2,YELLOW ON BLACK,1"
[9 empty] | 7992498 | LABEL,ADHESIVE,#3,YELLOW ON BLACK,1"
[9 empty] | 7992499 | LABEL,ADHESIVE,#4,YELLOW ON BLACK,1"
[9 empty] | 7992500 | LABEL,ADHESIVE,#5,YELLOW ON BLACK,1"
[9 empty] | 7992501 | LABEL,ADHESIVE,#6/#9,YELLOW ON BLACK,1"
[9 empty] | 7992502 | LABEL,ADHESIVE,#7,YELLOW ON BLACK,1"
[9 empty] | 7992503 | LABEL,ADHESIVE,#8,YELLOW ON BLACK,1"
[9 empty] | 7992572 | LABEL,ADHESIVE,"E",YELLOW ON BLACK,1"
[9 empty] | 7992573 | LABEL,ADHESIVE,"F",YELLOW ON BLACK,1"
[9 empty] | 7992579 | LABEL,ADHESIVE,"L",YELLOW ON BLACK,1"
[9 empty] | 7992580 | LABEL,ADHESIVE,"M",YELLOW ON BLACK,1"
[9 empty] | 7992586 | LABEL,ADHESIVE,"S",YELLOW ON BLACK,1"
[9 empty] | 7992588 | LABEL,ADHESIVE,"U",YELLOW ON BLACK,1"
[9 empty] | 7992859 | LABEL,ADHESIVE,1",GREEN ON BLACK,DEC #.5
[9 empty] | 7992860 | LABEL,ADHESIVE,1",GREEN ON BLACK,DEC #.8
[9 empty] | 8006521 | LADDER, CLIMBING, MCGREGOR GALVANIZED^
[9 empty] | 6129704 | MARKER,GUY,PLSTC,8',YELLOW,1/4"-1/2" GUY
[9 empty] | 6257505 | NUT,LOCK,5/8",MF #1 SQ TYPE, GALV STEEL
[9 empty] | 6434401 | NUT,OVALEYE,3/4",FORGED STL,HOT DIP GALV
[9 empty] | 1570213 | NUT,WASHER,5/8",STD THD,RESISTANCE WELD
[9 empty] | 1006441 | PEDESTAL,SEC,ABOVE GRADE,2PIECE,POLY
[9 empty] | 6448104 | PIN,INSUL,POLE TOP,20"LONG,1"NYLON THD
[9 empty] | 6449235 | PIN,INSUL,5/8" X 7.5",3" THD LNGTH,NYLON
[9 empty] | 6477400 | PIN,THIMBLE ADPTR,5/8"BOLT TO 1",STD CON
[9 empty] | 8004539 | PLATE,EQ,ADHESIVE,FACILITY,4-3/8"x9-1/2"
[9 empty] | 7992712 | PLATE,EQUIPMENT,ADHESIVE, SW#, 4"x7-3/4"
[9 empty] | 7992782 | PLUG,FOAM DONUT,3"-6"
[9 empty] | 1008000 | POLE,STEEL,40 FT,CLASS 2,DISTRIBUTION
[9 empty] | 8006412 | POLE,STEEL,45 FT,CLASS 1,DISTRIBUTION
[9 empty] | 8006413 | POLE,STEEL,50 FT,CLASS 1,DISTRIBUTION
[9 empty] | 1008009 | POLE,STEEL,55 FT,CLASS 1,DISTRIBUTION
[9 empty] | 1008012 | POLE,STEEL,60 FT,CLASS 1,DISTRIBUTION
[9 empty] | 6144523 | ROD,ANCHOR,1"X7',DISK,CORROSION RESIST
[9 empty] | 6146906 | ROD,GRD,5/8" X 8',COPPERWELD/BONDED CU
[9 empty] | 6459804 | SCREW,LAG,1/2" X 4-1/2",PILOT POINT
[9 empty] | 5300050 | SEALANT,FOAM,SPRAY,AEROSAL CAN
[9 empty] | 6460505 | SHACKLE,ANCHOR,GALV,3/4"PIN,3-1/2",60k
[9 empty] | 8006548 | SIGN,ADHESIVE,VISIBILITY STRIP,2X10,YEL^
[9 empty] | 1281931 | SLEEVE,UG,PRI,COLD,MAX 25"L,1 PIECE
[9 empty] | 6800321 | SLEEVE,UG,PRI,HEAT,33"L,MIN0.85",MAX1.9
[9 empty] | 4748075 | SPLICE,UG,PREMOLDED,15KV,2SOL-2SOL,175M
[9 empty] | 4955902 | TEE,DE,FORGED,GALV,1-1/16" MTG
[9 empty] | 1740262 | TERMINATOR,UG,COLD,15-25KV,1/0STR
[9 empty] | 1740275 | TERMINATOR,UG,COLD,25KV,1/0SOL,260M3L
[9 empty] | 1005078 | TIE,SPOOL,EZ-WRAP,1/0 ACSR/AAAC
[9 empty] | 6269203 | WASHER,SQ,CURVED,3"X3", FOR 5/8 BOLTS
[9 empty] | 6281000 | WASHER,SQ,FLAT,2.25"X2.25"X3/16",13/16"H
[9 empty] | 6155402 | WIRE,GUY,7/16",UG,18000LB,250' COIL
[9 empty] | 8000301 | WIRE,JUMPER,#2-7 CU,SOFT-D,80 MILS COVER
[9 empty] | 7992803 | WIRE,JUMPER,#4-7 CU,SOFT-D,80 MILS COVER
[9 empty] | 7999036 | WIRE,JUMPER,#6-7 CU,SOFT-D,80 MILS COVER
[9 empty] | 7992709 | XARM,FIBERGLASS,DEADEND,10FT,2POSITION^
[9 empty] | 7999724 | XARM,FIBERGLASS,DEADEND,10FT,4POSITION^
[9 empty] | 8006487 | XARM,FIBERGLASS,DOUBLE ARM,10FT,4POS
[9 empty] | 7999558 | XARM,FIBERGLASS,TANGENT,4"X5"X10 FT^
[9 empty] | 4500354 | XFMR,POLE,25,7.2,120/240,DT,ARR
[9 empty] | 4500355 | XFMR,POLE,50,7.2,120/240,DT,ARR
[9 empty] | 8006412 | POLE,STEEL,45 FT,CLASS 1,DISTRIBUTION
[9 empty] | 8006413 | POLE,STEEL,50 FT,CLASS 1,DISTRIBUTION
[9 empty] | 1008009 | POLE,STEEL,55 FT,CLASS 1,DISTRIBUTION
[9 empty] | 8004649 | BLADE, DISC, SM-20, 25KV, PME SWGR^
[9 empty] | 8004016 | XFMR, FXD LOAD, 12000, 120, 1KVA, SEC BUSH
[9 empty] | 6208904 | BOLT,MACH,1/2" X 14",XARM,GALV
[9 empty] | 1008201 | POLE,FBRGL,ROUND,35',CLASS 4,DISTR
[9 empty] | 6271704 | WASHER,SQ,FLAT,2.25"X2.25"X1/8",13/16"H
[9 empty] | 6215107 | BOLT,MACH,3/4" X 30",XARM,GALV
[9 empty] | 6215206 | BOLT,MACH,3/4" X 32",XARM,GALV
[9 empty] | 8006866 | TEE,DE,ROUND,FORGED,GALV,1-1/16" MTG^
[9 empty] | 7999344 | XARM,FIBERGLASS,DEADEND,12FT,6POSITION^
[9 empty] | 4500307 | XFMR,POLE,50,12.0,277,CT,ARR
[9 empty] | 6241806 | BOLT ASSY,OVAL EYE,5/8"X12",W/SQ NUT,GAL
[9 empty] | 6618003 | CONDUIT,PVC,6",SCH 40,10'L,1 BELL END
[9 empty] | 1310180 | CONN,SF,336AAC,2/0CU-1/0ACSR/AAAC/CU
[9 empty] | 4504809 | CONDUCTOR,AAC,1/0,7STR,POPPY
[9 empty] | 2200046 | FUSE,PWR,SMU-20,14.4KV,150E A,SLOW
[9 empty] | 4669651 | LUG,TERM,2-HOLE,LEAD,556 AAC,COMP
[9 empty] | 1650120 | PERCH,BIRD,POLE MOUNTED
[9 empty] | 6223408 | BOLT,DOUBLE ARM,3/4" X 20",W/4 NUTS,GALV
[9 empty] | 7999325 | CONDUCTOR,COPPER,1/0,SOFTDRAWN1000'/REEL
[9 empty] | 8004538 | PLATE, POLE, FACILITY POINT, AL
[9 empty] | 1300600 | GUY,DE,AUTO,STRANDVISE,1/2"EHS/7#6AW,LB
[9 empty] | 1001907 | CONN,UG,ELB,#2STR AL,FOR LDBRK ELB
[9 empty] | 2213007 | FUSE,PWR,SMU-20,14.4KV,1 A,TCC 115-2^
[9 empty] | 1008008 | POLE,STEEL,55 FT,CLASS 2,DISTRIBUTION
[9 empty] | 1008008 | POLE,STEEL,55 FT,CLASS 2,DISTRIBUTION
[9 empty] | 1008011 | POLE,STEEL,60 FT,CLASS 2,DISTRIBUTION
[9 empty] | 1008011 | POLE,STEEL,60 FT,CLASS 2,DISTRIBUTION
[9 empty] | 1009806 | SWITCH,115KV,XMSM,VB,POLY,QK BR,FR MTD
[9 empty] | 1009808 | SWITCH,115KV,XMSM,VB,POLY,LD SEC,FR MTD
[9 empty] | 1009810 | SWITCH,115KV,XMSM,VB,POLY,1-VI,FR MTD
[9 empty] | 3002212 | PIPE,HLCL CORR,STL,RND,AL,36"X8'X2.67"
[9 empty] | 3002236 | BRACKET,SWING,2'-1"H X 2'L,GALV,30000LBS
[9 empty] | 4200044 | CABLE,OVHD,#2,AL,3PLX,COASTAL,1500' REEL
[9 empty] | 4218301 | CABLE,UG,600V,350,AL,SINGLE,RUTGERS
[9 empty] | 4500141 | XFMR,POLE,75,7.2,120/240,NT,ARR
[9 empty] | 4503603 | WIRE,TIE,#2,ALUMINUM,SOLID,SOFT DRAWN
[9 empty] | 4661609 | CLAMP,DE,AUTO GRIP,1/0 STR CU
[9 empty] | 4915401 | DAMPER,VIB,SPIRAL,0.462"-0.563",STD
[9 empty] | 6113302 | CHANNEL,SPLAYED,GUY ATTACH,4 BOLT
[9 empty] | 6116305 | CLIP,GROUND,WIRE,1/0 CU SWITCH GROUND
[9 empty] | 6146203 | ANCHOR,EXT,1.5"X7',PWR DRIVEN,SQ SFT
[9 empty] | 6146203 | ANCHOR,EXT,1.5"X7',PWR DRIVEN,SQ SFT
[9 empty] | 6198444 | ANCHOR,SCREW,10"-12"-14",3 HELIX, POWER
[9 empty] | 6198444 | ANCHOR,SCREW,10"-12"-14",3 HELIX, POWER
[9 empty] | 6224999 | BOLT,DOUBLE UPSET,5/8" X 14",ASSY,1 NUT
[9 empty] | 6409601 | CLAMP,SUSP,ANGLE,FE,0.20"-0.60",SHIELD W
[9 empty] | 6427009 | CLEVIS,Y,SKT,2-3/4" C-C,30000LB,STRENGTH
[9 empty] | 7999372 | ELBOW,LOAD BREAK,200 AMP,25 KV,1/0 SOL
[9 empty] | 7999439 | REG,V,1PH,LINE,14400V,100A,ELEC
[9 empty] | 8005971 | GUARD,BIRD,TAN & ANGLE,CLAMP-TOP INSUL^
[9 empty] | 8006496 | CABLE,UG,25KV,4/0STR AL,PARALLEL,3PH
[9 empty] | 8006686 | CONN,WDG,4/0 SPC TO 2/0ACSR-3/0
[9 empty] | 8006686 | CONN,WDG,4/0 SPC TO 2/0ACSR-3/0
[9 empty] | 4500504 | XFMR,POLE,75,7.2,240/480,DT,ARR
[9 empty] | 6344311 | MOUNT,XFMR,CLSTR,3 UNIT,10-100KVA,COAST
[9 empty] | 8003636 | SPLICE,UG,COLD,25KV,1000KCM,260MIL
[9 empty] | 1310175 | CONN,SF,336 AAC,336 AAC
[9 empty] | 7992510 | ANCHOR,CONCRETE DROP-IN,1/2"-13 UNC,SS
[9 empty] | 7991630 | POLE,STEEL,60FT,CLASS H5
[9 empty] | 4632907 | SPLICE,NONTNSN,NONINSUL, COMP,4/0STR,2STR
[9 empty] | 8528309 | LOCK,PAD,A-2,1.5" BDY,9/32" SH,1.5" CLR
[9 empty] | 4505202 | CONDUCTOR,AAC,795KCM,37STR,ARBUTUS,4960'